## ORÇAMENTO
PLANILHA ORÇAMENTÁRIA ESTIMADA
Cliente: CMPA | [14 empty] | Encargos Sociais: | 84.66%
Obra : Reforma do Restaurante | [14 empty] | BDI: | 28.24%
Endereço: Av. Loureiro da Silva, 255 | [14 empty] | BDI Diferenciado.: | 16.07%
Área ( m² ): | 517.68 | [13 empty] | Prazo da Obra ( meses ): | 3
[15 empty] | Total Geral ( R$ ) : | 789518.14
[15 empty] | Preço / m² ( R$) : | 1525.1084
ITEM | REF | CÓDIGO | DESCRIÇÃO | UNIDADE | QUANTIDADE | CUSTO UNIT MAT | CUSTO UNIT MO | CUSTO TOTAL S/ BDI MAT | CUSTO TOTAL S/ BDI MO | CUSTO TOTAL S/ BDI MAT+MO | BDI MO | BDI MAT/EQUI | CUSTO TOTAL C/ BDI MAT | CUSTO TOTAL C/ BDI MO | PREÇO TOTAL (R$) C/ BDI | %
01.00.00 | SERVIÇOS INICIAIS
01.01.00 | SERVIÇOS TÉCNICOS
01.01.01 | COMPOSIÇÃO | 001 | PCMAT/PPRA/Projetos proteções coletivas - Em atendimento a NR18 | vb | 1 |  | 3282.8855 | 0 | 3282.88 | 3282.88 | 28.24% | 16.07% | 0 | 4209.96 | 4209.96 | 0.5332%
01.01.02 | COMPOSIÇÃO | 003 | Administração de Obra e Despesas Gerais | mês | 3 |  | 22033.3068 | 0 | 66099.92 | 66099.92 | 28.24% | 16.07% | 0 | 84766.53 | 84766.53 | 10.74%
01.01.03 | MERCADO | CREA-RS | Anotação de Responsabilidade Técnica do CREA | unid | 1 | 214.82 | 0 | 214.82 | 0 | 214.82 | 28.24% | 16.07% | 249.34 | 0 | 249.34 | 0.03158%
Total do item 01.01.00 | [14 empty] | 89225.83 | 11.3%
01.02.00 | INSTALAÇÕES PROVISÓRIAS
01.02.01 | SINAPI | 74220/001 | TAPUME DE CHAPA DE MADEIRA COMPENSADA, E= 6MM, COM PINTURA A CAL E REAPROVEITAMENTO 2X | m² | 72 | 22.84 | 24.7 | 1644.48 | 1778.4 | 3422.88 | 28.24% | 16.07% | 1908.74 | 2280.62 | 4189.36 | 0.5306%
01.02.02 | SINAPI | 84112 | ANDAIME TABUADO SOBRE CAVALETES (INCLUSO CAVALETE) EM MADEIRA DE 1ª UTIL 20X INCL MOVIMENTACAO P/ PE-DIREITO 4,00M | m² | 24 | 6.77 | 2.75 | 162.48 | 66 | 228.48 | 28.24% | 16.07% | 188.59 | 84.63 | 273.22 | 0.03461%
01.02.03 | SINAPI | 73847/001 | ALUGUEL CONTAINER/ESCRIT INCL INST ELET LARG=2,20 COMP=6,20M ALT=2,50M CHAPA ACO C/NERV TRAPEZ FORRO C/ISOL TERMO/ACUSTICO CHASSIS REFORC PISO COMPENS NAVAL EXC TRANSP/CARGA/DESCARGA | mês | 3 | 396.48 | 0 | 1189.44 | 0 | 1189.44 | 28.24% | 16.07% | 1380.58 | 0 | 1380.58 | 0.1749%
01.02.04 | SINAPI | 41598 | ENTRADA PROVISORIA DE ENERGIA ELETRICA AEREA TRIFASICA 40A EM POSTE MADEIRA | unid | 1 | 1148.85 | 216.93 | 1148.85 | 216.93 | 1365.78 | 28.24% | 16.07% | 1333.46 | 278.19 | 1611.65 | 0.2041%
01.02.05 | SINAPI | 73658 | LIGAÇÃO PROVISÓRIA DE ESGOTO | unid | 1 | 224.48 | 268.84 | 224.48 | 268.84 | 493.32 | 28.24% | 16.07% | 260.55 | 344.76 | 605.31 | 0.07667%
01.02.05 | COMPOSIÇÃO | 04 | ALUGUEL CONTAINER/SANIT C/4 VASOS/1 LAVAT/1 MIC/4 CHUV LARG= 2,20M COMPR=6,20M ALT=2,50M CHAPAS ACO C/NERV TRAPEZ FORRO C/ ISOL TERMO-ACUST CHASSIS REFORC PISO COMPENS NAVAL INCL INST RA ELETR/HIDRO-SANIT EXCL TRANSP/CARGA/DESCARGA | mês | 3 | 599.08 |  | 1797.24 | 0 | 1797.24 | 28.24% | 16.07% | 2086.05 | 0 | 2086.05 | 0.2642%
Total do item 01.02.00 | [14 empty] | 10146.17 | 1.285%
01.03.00 | DEMOLIÇÕES
01.03.01 | SINAPI | 85334 | RETIRADA DE ESQUADRIAS METALICAS | m² | 13.49 | 4.21 | 10.22 | 56.79 | 137.86 | 194.65 | 28.24% | 16.07% | 65.91 | 176.79 | 242.7 | 0.03074%
01.03.02 | SINAPI | 72142 | RETIRADA DE FOLHAS DE PORTA DE PASSAGEM OU JANELA | m² | 14.16 | 2.46 | 6.32 | 34.83 | 89.49 | 124.32 | 28.24% | 16.07% | 40.42 | 114.76 | 155.18 | 0.01966%
01.03.03 | SINAPI | 85333 | RETIRADA DE APARELHOS SANITARIOS | unid | 3 | 4.2 | 12.29 | 12.6 | 36.87 | 49.47 | 28.24% | 16.07% | 14.62 | 47.28 | 61.9 | 0.00784%
01.03.04 | SINAPI | 85332 | RETIRADA DE APARELHOS DE ILUMINACAO E LAMPADAS | unid | 120 | 1.05 | 3.47 | 126 | 416.4 | 542.4 | 28.24% | 16.07% | 146.24 | 533.99 | 680.23 | 0.08616%
01.03.05 | SINAPI | 72238 | RETIRADA DE FORRO MODULAR | m² | 272.52 | 1.67 | 4.73 | 455.1 | 1289.01 | 1744.11 | 28.24% | 16.07% | 528.23 | 1653.02 | 2181.25 | 0.2763%
01.03.06 | SINAPI | 73899/2 | DEMOLICAO DE ALVENARIA DE TIJOLOS FURADOS S/REAPROVEITAMENTO | m³ | 264.23 | 23.14 | 57.97 | 6114.28 | 15317.41 | 21431.69 | 28.24% | 16.07% | 7096.83 | 19643.04 | 26739.87 | 3.387%
01.03.08 | SINAPI | 85366 | RETIRADA DE TUBULACAO DE FERRO GALVANIZADO S/ ESCAVACAO OU RASGO EM ALVENARIA | ml | 5 | 0.89 | 3.79 | 4.45 | 18.95 | 23.4 | 28.24% | 16.07% | 5.16 | 24.3 | 29.46 | 0.003731%
01.03.9 | SINAPI | 73801 | DEMOLICAO DE PISO DE BASALTO | m² | 2.65 | 17.59 | 5.39 | 46.61 | 14.28 | 60.89 | 28.24% | 16.07% | 54.1 | 18.31 | 72.41 | 0.009171%
01.03.10 | SINAPI | 85376 | DEMOLIÇÃO DE PISO EMBORRACHADO | m² | 54.18 | 1.17 | 3.97 | 63.39 | 215.09 | 278.48 | 28.24% | 16.07% | 73.57 | 275.83 | 349.4 | 0.04425%
01.03.11 | SINAPI | 73801 | DEMOLICAO DE PISO CERÂMICO | m² | 497.05 | 17.59 | 5.39 | 8743.1 | 2679.09 | 11422.19 | 28.24% | 16.07% | 10148.1 | 3435.66 | 13583.76 | 1.721%
01.03.12 | COMPOSIÇÃO | 085 | DEMOLIÇÃO, TRANSPORTE E DESCARTE DE GESSO ACARTONADO | m² | 21.4 | 11.68 | 5.34 | 249.95 | 114.27 | 364.22 | 28.24% | 16.07% | 290.11 | 146.53 | 436.64 | 0.0553%
01.03.13 | SINAPI | 72897 | CARGA MANUAL DE ENTULHO EM CAMINHAO BASCULANTE 6 M3 | m³ | 15 | 7.29 | 12.81 | 109.35 | 192.15 | 301.5 | 28.24% | 16.07% | 126.92 | 246.41 | 373.33 | 0.04729%
Total do item 01.03.00 | [14 empty] | 44906.13 | 5.688%
02.00.00 | OBRA CIVIL
02.01.00 | SINAPI | 87525 | ALVENARIA DE VEDAÇÃO DE BLOCOS CERÂMICOS FURADOS NA HORIZONTAL DE 14X9X19CM (ESPESSURA 14CM) DE PAREDES COM ÁREA LÍQUIDA MAIOR OU IGUAL A 6M² COM VÃOS E ARGAMASSA DE ASSENTAMENTO COM PREPARO EM BETONEIRA] AF_06/2014 | m² | 146.24 | 41.21 | 57.7 | 6026.55 | 8438.04 | 14464.59 | 28.24% | 16.07% | 6995 | 10820.94 | 17815.94 | 2.257%
02.02.00 | SINAPI | 87535 | EMBOÇO, PARA RECEBIMENTO DE CERÂMICA, EM ARGAMASSA TRAÇO 1:2:8, PREPARO MECÂNICO COM BETONEIRA 400L, APLICADO MANUALMENTE EM FACES INTERNAS DE PAREDES, PARA AMBIENTE COM ÁREA MAIOR QUE 10M2, ESPESSURA DE 20MM, COM EXECUÇÃO DE TALISCAS. AF_06/2014 | m² | 299.62 | 13.01 | 8.71 | 3898.05 | 2609.69 | 6507.74 | 28.24% | 16.07% | 4524.45 | 3346.66 | 7871.11 | 0.997%
02.02.01 | COMPOSIÇÃO | 005 | TRATAMENTO ARMADURA EXPOSTA - CENTRAL DE GÁS | m² | 3 | 18.59 | 6.42 | 55.77 | 19.26 | 75.03 | 28.24% | 16.07% | 64.73 | 24.69 | 89.42 | 0.01133%
02.02.02 | SINAPI | 40780 | REGULARIZAÇÃO DE SUPERFÍCIE DE PAREDES REMANESCENTES - COZINHA | m² | 46.82 | 2.1 | 6.84 | 98.32 | 320.24 | 418.56 | 28.24% | 16.07% | 114.11 | 410.67 | 524.78 | 0.06647%
02.02.03 | SINAPI | 72132 | ALVENARIA EM TIJOLO CERAMICO MACICO 5X10X20CM 1/2 VEZ (ESPESSURA 10CM), ASSENTADO COM ARGAMASSA TRACO 1:2:8 (CIMENTO, CAL E AREIA) - PREENCHIMENTO LIXO | m² | 3.57 | 34.51 | 24.77 | 123.2 | 88.42 | 211.62 | 28.24% | 16.07% | 142.99 | 113.38 | 256.37 | 0.03247%
02.02.04 | SINAPI | 73863/2 | CONCRETO CELULAR - LIXO | m³ | 6 | 119.55 | 11.85 | 717.3 | 71.1 | 788.4 | 28.24% | 16.07% | 832.56 | 91.17 | 923.73 | 0.117%
02.02.05 | SINAPI | 74141/1 | LAJE PRE-MOLD BETA 11 P/1KN/M2 VAOS 4,40M/INCL VIGOTAS TIJOLOS ARMADURA NEGATIVA CAPEAMENTO 3CM CONCRETO 20MPA ESCORAMENTO MATERIAL E MAO DE OBRA. - LIXO | m² | 3.32 | 50.79 | 18.42 | 168.62 | 61.15 | 229.77 | 28.24% | 16.07% | 195.71 | 78.41 | 274.12 | 0.03472%
02.02.06 | COMPOSIÇÃO | 006 | BASE PARA BOLIER EM BLOCO DE CONCRETO | m² | 2.04 | 247.01 | 30.12 | 503.9 | 61.44 | 565.34 | 28.24% | 16.07% | 584.87 | 78.79 | 663.66 | 0.08406%
02.02.07 | COMPOSIÇÃO | 007 | REBOCO COM ARGAMASSA PRE-FABRICADA, ESPESSURA 0,5CM, PREPARO MECANICO DA ARGAMASSA | m² | 299.62 | 2.52 | 15.06 | 755.04 | 4512.27 | 5267.31 | 28.24% | 16.07% | 876.37 | 5786.53 | 6662.9 | 0.8439%
Total do item 02.00.00 | [14 empty] | 35082.03 | 4.443%
03.00.00 | ESQUADRIAS
03.01.01 | SINAPI | 91338 | PORTA DE ALUMÍNIO DE ABRIR COM LAMBRI, SEM GUARNIÇÃO, FIXAÇÃO COM PARAFUSOS - FORNECIMENTO E INSTALAÇÃO. AF_08/2015 - ACABAMENTO NA COR BRANCA - ACESSO RESTAURANTE | m² | 4.48 | 947.44 | 7.43 | 4244.53 | 33.28 | 4277.81 | 28.24% | 16.07% | 4926.61 | 42.67 | 4969.28 | 0.6294%
03.01.02 | SINAPI | 91338 | PORTA DE ALUMÍNIO DE ABRIR COM LAMBRI, SEM GUARNIÇÃO, FIXAÇÃO COM PARAFUSOS - FORNECIMENTO E INSTALAÇÃO. AF_08/2015 - ACABAMENTO NA COR BRANCA - ACESSO ESTOQUE | m² | 5.5 | 947.44 | 7.43 | 5210.92 | 40.86 | 5251.78 | 28.24% | 16.07% | 6048.3 | 52.39 | 6100.69 | 0.7727%
03.01.03 | SINAPI | 91341 | PORTA EM ALUMÍNIO DE ABRIR TIPO VENEZIANA COM GUARNIÇÃO, FIXAÇÃO COM PARAFUSOS - FORNECIMENTO E INSTALAÇÃO. AF_08/2015 - ACABAMENTO NA COR BRANCA - DML | m² | 1.98 | 726.53 | 7.98 | 1438.52 | 15.8 | 1454.32 | 28.24% | 16.07% | 1669.68 | 20.26 | 1689.94 | 0.214%
03.01.04 | SINAPI | 94576 | JANELA DE ALUMÍNIO FIXA, ACABAMENTO NA COR BRANCA - SALA NUTRICIONISTA | m² | 1.5 | 594.64 | 17.17 | 891.96 | 25.75 | 917.71 | 28.24% | 16.07% | 1035.29 | 33.02 | 1068.31 | 0.1353%
03.01.05 | SINAPI | 91341 | PORTA DE ALUMÍNIO DE CORRER VENEZIANADA -CENTRAL GÁS | m² | 9.33 | 7.98 | 726.53 | 74.45 | 6778.52 | 6852.97 | 28.24% | 16.07% | 86.41 | 8692.77 | 8779.18 | 1.112%
03.01.06 | MERCADO |  | PORTA VAI-E-VEM EM CHAPA ABS COM VISOR - ACESSO SALÃO | unid | 2 | 2400 | 0 | 4800 | 0 | 4800 | 28.24% | 16.07% | 5571.35 | 0 | 5571.35 | 0.7057%
Total do item 03.00.00 | [14 empty] | 28178.75 | 3.569%
04.00.00 | FORROS, ILUMINAÇÃO, SERRALHERIAS E PINTURAS
04.01.00 | Forro e Iluminação
04.01.01 | SINAPI | 96115 | Forro Modulado de Fibra Mineral 62,5x62,5cm | m² | 272.52 | 65.03 | 5.6 | 17721.97 | 1526.11 | 19248.08 | 28.24% | 16.07% | 20569.85 | 1957.08 | 22526.93 | 2.853%
04.01.02 | COMPOSIÇÃO | 007 | Luminária Dicróica LED de embutir na cor branca, com foco direcionável, 7W | unid | 14 | 19.9 | 17.88 | 278.6 | 250.32 | 528.92 | 28.24% | 16.07% | 323.37 | 321.01 | 644.38 | 0.08162%
04.01.03 | COMPOSIÇÃO | 008 | Luminária de sobrepor blindada 48w - Temperatura de cor 5000K | unid | 42 | 330 | 17.88 | 13860 | 750.96 | 14610.96 | 28.24% | 16.07% | 16087.27 | 963.03 | 17050.3 | 2.16%
04.01.04 | COMPOSIÇÃO | 009 | Luminária Placa LED 62,5x62,5cm de embutir - Temperatura de cor 3000K e 39W | unid | 90 | 452 | 17.88 | 40680 | 1609.2 | 42289.2 | 28.24% | 16.07% | 47217.2 | 2063.63 | 49280.83 | 6.242%
Total do item 04.01.00 | [14 empty] | 89502.44 | 11.34%
04.02.00 | Serralheria
04.02.01 | COMPOSIÇÃO | 010 | Cobertura de Policarbonato em treliça metálica | m² | 3.27 | 418.99 | 26.28 | 1370.09 | 85.93 | 1456.02 | 28.24% | 16.07% | 1590.26 | 110.19 | 1700.45 | 0.2154%
04.02.02 | COMPOSIÇÃO | 011 | Tela mosqueteiro | unid | 9 | 64.05 | 10.12 | 576.45 | 91.08 | 667.53 | 28.24% | 16.07% | 669.08 | 116.8 | 785.88 | 0.09954%
04.02.03 | SINAPI | 73631 | Guarda-corpo aço galvanizado cor grafite h92cm | ml | 19.53 | 160.36 | 143.29 | 3131.83 | 2798.45 | 5930.28 | 28.24% | 16.07% | 3635.1 | 3588.73 | 7223.83 | 0.915%
Total do item 04.02.00 | [14 empty] | 9710.16 | 1.23%
04.03.00 | Pintura
04.03.01 | SINAPI | 88489 | APLICAÇÃO MANUAL DE PINTURA COM TINTA LÁTEX ACRÍLICA EM PAREDES, DUAS DEMÃOS - COR ELEFANTE REF. SUVINIL OU EQUIVALENTE TÉCNICO. AF_06/2014 - SALÃO, MOP, CENTRAL DE GÁS E LIXO | m² | 135.32 | 6.89 | 3.6 | 932.35 | 487.15 | 1419.5 | 28.24% | 16.07% | 1082.17 | 624.72 | 1706.89 | 0.2162%
04.03.02 | SINAPI | 79460 | PINTURA EPOXI, DUAS DEMAOS , NA COR BRANCO NEVE, REF. SUVINIL OU EQUIV. TÉCNICO - PAREDE COZINHA | m² | 147.56 | 29.11 | 10.07 | 4295.47 | 1485.92 | 5781.39 | 28.24% | 16.07% | 4985.74 | 1905.54 | 6891.28 | 0.8728%
04.03.03 | SINAPI | 88486 | PINTURA PVA DUAS DEMÃOS, NA COR BRANCO NEVE, REF. SUVINIL OU EQUIV. TÉCNICO - FORRO SALÃO | m² | 9 | 5.99 | 3.26 | 53.91 | 29.34 | 83.25 | 28.24% | 16.07% | 62.57 | 37.62 | 100.19 | 0.01269%
04.03.04 | SINAPI | 79460 | PINTURA EPOXI, DUAS DEMAOS , NA COR BRANCO NEVE, REF. SUVINIL OU EQUIV. TÉCNICO - FORRO COZINHA | m² | 185.45 | 29.11 | 10.07 | 5398.44 | 1867.48 | 7265.92 | 28.24% | 16.07% | 6265.95 | 2394.85 | 8660.8 | 1.097%
TOTAL DO ITEM 04.03.00 | [14 empty] | 17359.16 | 2.199%
05.00.00 | PISOS, RODAPES, SOLEIRA, PEITORIS E REVESTIMENTOS DE PAREDE
05.01.00 | SINAPI | 83735 | IMPERMEABILIZACAO DE SUPERFICIE COM CIMENTO IMPERMEABILIZANTE DE PEGA ULTRA RAPIDA, TRACO 1:1, E=0,5 CM | m² | 163.38 | 38.96 | 17.53 | 6365.28 | 2864.05 | 9229.33 | 28.24% | 16.07% | 7388.16 | 3672.85 | 11061.01 | 1.401%
05.01.01 | SINAPI | 0125 | PEITORIL EM GRANITO BRANCO QUARTZ POLIDO E=2CM LARGURA 15cm | m² | 0.25 | 100.22 | 10.61 | 25.05 | 2.65 | 27.7 | 28.24% | 16.07% | 29.07 | 3.39 | 32.46 | 0.004111%
05.01.02 | COMPOSIÇÃO | 012 | RECUPERAÇÃO DE PEÇAS E PROTEÇÃO DO DECK COM DUAS DEMÃOS DE OSMOCOLOR STAIN TRANSPARENTE OU EQUIVALENTE TÉCNICO | m² | 68.4 | 3.91 | 3.38 | 267.44 | 231.19 | 498.63 | 28.24% | 16.07% | 310.41 | 296.47 | 606.88 | 0.07687%
05.01.03 | SINAPI | 0125 | GRANITO CINZA POLIDO - MOP E TANQUE E=2CM LARGURA 15cm | m² | 0.8 | 100.22 | 10.61 | 80.17 | 8.48 | 88.65 | 28.24% | 16.07% | 93.05 | 10.87 | 103.92 | 0.01316%
05.01.04 | SINAPI | 0183 | GRANITO PRETO SÃO GABRIEL POLIDO - PASSA-PRATO | m² | 2.3 | 581.14 | 32.4 | 1336.62 | 74.52 | 1411.14 | 28.24% | 16.07% | 1551.41 | 95.56 | 1646.97 | 0.2086%
05.01.05 | COMPOSIÇÃO | 013 | CANTONEIRA EM PVC | ml | 44.2 | 7.41 | 6.13 | 327.52 | 270.94 | 598.46 | 28.24% | 16.07% | 380.15 | 347.45 | 727.6 | 0.09216%
05.01.06 | SINAPI | 014 | REVESTIMENTO CERÂMICO PARA PAREDES INTERNAS COM PLACAS TIPO GRÊS OU SEMI-GRÊS DE DIMENSÕES 45X90 CM - REF. BAUHAUS, ELIANE OU EQUIVALENTE TECNICO - SALÕES | m² | 45.75 | 328.31 | 17.28 | 15020.18 | 790.56 | 15810.74 | 28.24% | 16.07% | 17433.89 | 1013.81 | 18447.7 | 2.337%
05.01.07 | COMPOSIÇÃO | 015 | REVESTIMENTO CERÂMICO PARA PAREDES INTERNAS COM PLACAS TIPO GRÊS OU SEMI-GRÊS DE DIMENSÕES 30X90 CM - REF. DIAMANTE BRANCO ELIANE OU EQUIVALENTE TÉCNICO - COZINHA | m² | 248.99 | 76.34 | 17.28 | 19007.89 | 4302.54 | 23310.43 | 28.24% | 16.07% | 22062.42 | 5517.57 | 27579.99 | 3.493%
05.01.08 | COMPOSIÇÃO | 016 | REVESTIMENTO CERÂMICO PARA PISO COM PLACAS TIPO PORCELANATO DE DIMENSÕES 90X90 CM - REF. FLAT ACETINADO, ELIANE OU EQUIVALENTE TÉCNICO | m² | 343.31 | 103.34 | 17.28 | 35477.65 | 5932.39 | 41410.04 | 28.24% | 16.07% | 41178.84 | 7607.69 | 48786.53 | 6.179%
05.01.09 | COMPOSIÇÃO | 017 | REVESTIMENTO CERÂMICO PARA PISO COM PLACAS TIPO PORCELANATO DE DIMENSÕES 45X45 CM - REF. GRIFE GRIS ACETINADO, ELIANE OU EQUIVALENTE TÉCNICO | m² | 162.58 | 38.34 | 17.28 | 6233.31 | 2809.38 | 9042.69 | 28.24% | 16.07% | 7234.99 | 3602.74 | 10837.73 | 1.373%
05.01.10 | SINAPI | 73922/1 | PISO CIMENTADO (TRAÇO 1:3) ACABAMENTO ALISADO/VARRISO E=3,5CM | m² | 5.42 | 18.81 | 30.2 | 101.95 | 163.68 | 265.63 | 28.24% | 16.07% | 118.33 | 209.9 | 328.23 | 0.04157%
05.01.11 | COMPOSIÇÃO | 018 | SOLEIRA EM GRANITO CINZA ABSOLUTO POLIDO E=2CM | m² | 0.88 | 111 | 7.21 | 97.68 | 6.34 | 104.02 | 28.24% | 16.07% | 113.37 | 8.13 | 121.5 | 0.01539%
05.01.12 | COMPOSIÇÃO | 019 | RODAPÉ GRANITO PRETO SÃO GABRIEL POLIDO E=2CM | ml | 47.3 | 57 | 7.21 | 2696.1 | 341.03 | 3037.13 | 28.24% | 16.07% | 3129.35 | 437.33 | 3566.68 | 0.4518%
05.01.13 | SINAPI | 88650 | RODAPÉ EM PORCELANATO GRIFE GRIS ACETINADO H=10CM REF. ELIANE OU EQUIVALENTE TÉCNICO | ml | 113.18 | 7.36 | 1.6 | 833 | 181.08 | 1014.08 | 28.24% | 16.07% | 966.86 | 232.21 | 1199.07 | 0.1519%
Total do item 05.00.00 | [14 empty] | 125046.27 | 15.84%
06.00.00 | INSTALAÇÕES ELÉTRICAS, TELEFONIA E LÓGICA
06.01.00 | COMPOSIÇÃO | 020 | Eletroduto F.G. à fogo médio Ø50mm (2”), com acessórios | m | 24 | 16.14 | 6.14 | 387.36 | 147.36 | 534.72 | 28.24% | 16.07% | 449.6 | 188.97 | 638.57 | 0.08088%
06.01.01 | COMPOSIÇÃO | 021 | Condulete alumínio 2” c/ tampa | pç | 5 | 37.09 | 13.65 | 185.45 | 68.25 | 253.7 | 28.24% | 16.07% | 215.25 | 87.52 | 302.77 | 0.03835%
06.01.02 | COMPOSIÇÃO | 022 | Saída lateral de eletrocalha p/ eletroduto Ø50mm | pç | 1 | 3.11 | 3.8 | 3.11 | 3.8 | 6.91 | 28.24% | 16.07% | 3.6 | 4.87 | 8.47 | 0.001073%
06.01.03 | COMPOSIÇÃO | 023 | Cabo de cobre 16,0mm² - EPR 0,6/1,0kV | m | 25 | 37.81 | 0.51 | 945.25 | 12.75 | 958 | 28.24% | 16.07% | 1097.14 | 16.35 | 1113.49 | 0.141%
06.01.04 | COMPOSIÇÃO | 024 | Cabo de cobre 35,0mm² - EPR 0,6/1,0kV | m | 100 | 43.93 | 0.51 | 4393 | 51 | 4444 | 28.24% | 16.07% | 5098.94 | 65.4 | 5164.34 | 0.6541%
06.01.05 | SINAPI | 74130/5 | Quadro Metálico de sobrepor c/ geral e barramentos, com capacidade de 150A, p/ fases, neutro e proteção, c/ espaço para até 100 disjuntores monopolares - conforme memorial descritivo | pç | 1 | 96.5 | 10.77 | 96.5 | 10.77 | 107.27 | 28.24% | 16.07% | 112 | 13.81 | 125.81 | 0.01594%
06.01.06 | COMPOSIÇÃO | 025 | Disjuntor 3x100A - 10kA/240V - conforme memorial descritivo | pç | 1 | 184.93 | 1.71 | 184.93 | 1.71 | 186.64 | 28.24% | 16.07% | 214.64 | 2.19 | 216.83 | 0.02746%
06.01.07 | COMPOSIÇÃO | 026 | Disjuntor 1x16A - curva "B" - conforme memorial descritivo | pç | 14 | 17.39 | 1.71 | 243.46 | 23.94 | 267.4 | 28.24% | 16.07% | 282.58 | 30.7 | 313.28 | 0.03968%
06.01.08 | COMPOSIÇÃO | 027 | Disjuntor 1x20A - curva "C" - conforme memorial descritivo | pç | 5 | 8.27 | 2.29 | 41.35 | 11.45 | 52.8 | 28.24% | 16.07% | 47.99 | 14.68 | 62.67 | 0.007938%
06.01.09 | COMPOSIÇÃO | 028 | Disjuntor 2x20A - curva "C" - conforme memorial descritivo | pç | 12 | 45.07 | 4.78 | 540.84 | 57.36 | 598.2 | 28.24% | 16.07% | 627.75 | 73.55 | 701.3 | 0.08883%
06.01.10 | COMPOSIÇÃO | 029 | Disjuntor 2x25A - curva "C" - conforme memorial descritivo | pç | 4 | 56.98 | 4.78 | 227.92 | 19.12 | 247.04 | 28.24% | 16.07% | 264.54 | 24.51 | 289.05 | 0.03661%
06.01.11 | COMPOSIÇÃO | 030 | Disjuntor 3x25A - curva "C" - conforme memorial descritivo | pç | 1 | 57.67 | 6.82 | 57.67 | 6.82 | 64.49 | 28.24% | 16.07% | 66.93 | 8.74 | 75.67 | 0.009584%
06.01.12 | COMPOSIÇÃO | 031 | Disjuntor 3x32A - curva "C" - conforme memorial descritivo | pç | 1 | 114.19 | 9.55 | 114.19 | 9.55 | 123.74 | 28.24% | 16.07% | 132.54 | 12.24 | 144.78 | 0.01834%
06.01.13 | COMPOSIÇÃO | 032 | Dispositivo DR 2x25A, 30mA - conforme memorial descritivo | pç | 1 | 126.93 | 4.78 | 126.93 | 4.78 | 131.71 | 28.24% | 16.07% | 147.32 | 6.12 | 153.44 | 0.01943%
06.01.14 | COMPOSIÇÃO | 033 | Dispositivo DR 4x25A, 30mA - conforme memorial descritivo | pç | 2 | 104.97 | 18.77 | 209.94 | 37.54 | 247.48 | 28.24% | 16.07% | 243.67 | 48.14 | 291.81 | 0.03696%
06.01.15 | COMPOSIÇÃO | 034 | Dispositivo DR 2x40A, 30mA - conforme memorial descritivo | pç | 1 | 134.93 | 4.78 | 134.93 | 4.78 | 139.71 | 28.24% | 16.07% | 156.61 | 6.12 | 162.73 | 0.02061%
06.01.16 | COMPOSIÇÃO | 035 | Dispositivo DR 4x40A, 30mA - conforme memorial descritivo | pç | 1 | 107.06 | 18.77 | 107.06 | 18.77 | 125.83 | 28.24% | 16.07% | 124.26 | 24.07 | 148.33 | 0.01879%
06.01.17 | COMPOSIÇÃO | 036 | Dispositivo DR 4x63A, 30mA - conforme memorial descritivo | pç | 1 | 137.44 | 18.77 | 137.44 | 18.77 | 156.21 | 28.24% | 16.07% | 159.52 | 24.07 | 183.59 | 0.02325%
06.01.18 | COMPOSIÇÃO | 037 | Dispositivo de Proteção contra Surtos (DPS), monopolar - conforme memorial descritivo | pç | 4 | 166.6 | 1.71 | 666.4 | 6.84 | 673.24 | 28.24% | 16.07% | 773.48 | 8.77 | 782.25 | 0.09908%
06.01.19 | COMPOSIÇÃO | 038 | Perfilado perfurado 38x38mm em barra de 6m, sem tampa | pç | 42 | 67.71 | 0.95 | 2843.82 | 39.9 | 2883.72 | 28.24% | 16.07% | 3300.81 | 51.16 | 3351.97 | 0.4246%
06.01.20 | COMPOSIÇÃO | 039 | Flange p/ perfilado 38x38mm | pç | 3 | 3.75 | 3.41 | 11.25 | 10.23 | 21.48 | 28.24% | 16.07% | 13.05 | 13.11 | 26.16 | 0.003313%
06.01.21 | COMPOSIÇÃO | 040 | Base para fixação de perfilado 38x38mm | pç | 33 | 6.02 | 8.53 | 198.66 | 281.49 | 480.15 | 28.24% | 16.07% | 230.58 | 360.98 | 591.56 | 0.07493%
06.01.22 | COMPOSIÇÃO | 041 | Caixa de junção p/ perfilado 76x38mm | pç | 3 | 6.8 | 8.53 | 20.4 | 25.59 | 45.99 | 28.24% | 16.07% | 23.67 | 32.81 | 56.48 | 0.007154%
06.01.23 | COMPOSIÇÃO | 042 | Saida lateral de perfilado para eletroduto Ø20mm | pç | 47 | 3.33 | 1.71 | 156.51 | 80.37 | 236.88 | 28.24% | 16.07% | 181.66 | 103.06 | 284.72 | 0.03606%
06.01.24 | SINAPI | 95745 | Eletroduto F.G. à fogo médio Ø20mm (3/4”), com acessórios | m | 201 | 9.6 | 3 | 1929.6 | 603 | 2532.6 | 28.24% | 16.07% | 2239.68 | 773.28 | 3012.96 | 0.3816%
06.01.25 | COMPOSIÇÃO | 043 | Condulete alumínio ¾” c/ tampa cega | pç | 17 | 10.74 | 17.4 | 182.58 | 295.8 | 478.38 | 28.24% | 16.07% | 211.92 | 379.33 | 591.25 | 0.07489%
06.01.26 | COMPOSIÇÃO | 044 | Condulete alumínio ¾” s/ tampa | pç | 68 | 4.89 | 17.4 | 332.52 | 1183.2 | 1515.72 | 28.24% | 16.07% | 385.95 | 1517.33 | 1903.28 | 0.2411%
06.01.27 | COMPOSIÇÃO | 045 | Tampa p/ condulete Ø3/4" c/ interruptor simples (conforme memorial descritivo) | pç | 5 | 2.01 | 10.03 | 10.05 | 50.15 | 60.2 | 28.24% | 16.07% | 11.66 | 64.31 | 75.97 | 0.009622%
06.01.28 | COMPOSIÇÃO | 046 | Tampa p/ condulete Ø3/4" c/ interruptor duplo (conforme memorial descritivo) | pç | 3 | 1.82 | 12.85 | 5.46 | 38.55 | 44.01 | 28.24% | 16.07% | 6.33 | 49.43 | 55.76 | 0.007063%
06.01.29 | COMPOSIÇÃO | 047 | Tampa p/ condulete Ø3/4" c/ interruptor hotel (conforme memorial descritivo) | pç | 2 | 1.92 | 10.03 | 3.84 | 20.06 | 23.9 | 28.24% | 16.07% | 4.45 | 25.72 | 30.17 | 0.003821%
06.01.30 | COMPOSIÇÃO | 048 | Tampa p/ condulete Ø3/4"c/ uma tomada 2P+T (20 A/250V) (conforme memorial descritivo) | pç | 52 | 11.17 | 10.13 | 580.84 | 526.76 | 1107.6 | 28.24% | 16.07% | 674.17 | 675.51 | 1349.68 | 0.1709%
06.01.31 | COMPOSIÇÃO | 049 | Tampa p/ condulete Ø3/4" com furo central | pç | 6 | 4.84 | 10.13 | 29.04 | 60.78 | 89.82 | 28.24% | 16.07% | 33.7 | 77.94 | 111.64 | 0.01414%
06.01.32 | COMPOSIÇÃO | 050 | Caixa em alumínio fundido com dim. 100x100x45mm, com tampa de latão polido com uma tomada 2P+T (20A/250V), a ser instalada embutida no piso | pç | 14 | 20.7 | 10.13 | 289.8 | 141.82 | 431.62 | 28.24% | 16.07% | 336.37 | 181.86 | 518.23 | 0.06564%
06.01.33 | COMPOSIÇÃO | 051 | Cabo de cobre 2,5mm² - Poliolefina 450/ 750V, com acessórios | m | 3500 | 1.33 | 1.02 | 4655 | 3570 | 8225 | 28.24% | 16.07% | 5403.04 | 4578.16 | 9981.2 | 1.264%
06.01.34 | COMPOSIÇÃO | 052 | Cabo de cobre 4,0mm² - Poliolefina 450/ 750V, com acessórios | m | 390 | 2.22 | 1.36 | 865.8 | 530.4 | 1396.2 | 28.24% | 16.07% | 1004.93 | 680.18 | 1685.11 | 0.2134%
06.01.35 | COMPOSIÇÃO | 053 | Cabo de cobre 6,0mm² - Poliolefina 450/ 750V, com acessórios | m | 100 | 3.25 | 1.81 | 325 | 181 | 506 | 28.24% | 16.07% | 377.22 | 232.11 | 609.33 | 0.07718%
06.01.36 | COMPOSIÇÃO | 054 | Cabo múltiplo 3x1,0mm² - Poliolefina 450/ 750V, com acessórios | m | 220.5 | 2.98 | 2.39 | 657.09 | 526.99 | 1184.08 | 28.24% | 16.07% | 762.68 | 675.81 | 1438.49 | 0.1822%
06.01.37 | COMPOSIÇÃO | 055 | Sistema de sustentação dos eletrodutos | un | 134 | 0.75 | 10.44 | 100.5 | 1398.96 | 1499.46 | 28.24% | 16.07% | 116.65 | 1794.02 | 1910.67 | 0.242%
06.01.38 | COMPOSIÇÃO | 056 | Sistema de sustentação dos perfilados | un | 168 | 8.04 | 2.42 | 1350.72 | 406.56 | 1757.28 | 28.24% | 16.07% | 1567.77 | 521.37 | 2089.14 | 0.2646%
06.01.39 | SINAPI | 95746 | Eletroduto F.G. à fogo médio Ø25mm (1”), com acessórios | m | 162 | 12.22 | 3.49 | 1979.64 | 565.38 | 2545.02 | 28.24% | 16.07% | 2297.76 | 725.04 | 3022.8 | 0.3829%
06.01.40 | COMPOSIÇÃO | 057 | Cabo UTP, 4 pares - categoria 5e tipo LSZH | pç | 400 | 1.09 | 10.44 | 436 | 4176 | 4612 | 28.24% | 16.07% | 506.06 | 5355.3 | 5861.36 | 0.7424%
06.01.41 | COMPOSIÇÃO | 058 | Condulete alumínio 1” c/ tampa cega | pç | 34 | 12.54 | 10.44 | 426.36 | 354.96 | 781.32 | 28.24% | 16.07% | 494.87 | 455.2 | 950.07 | 0.1203%
06.01.42 | COMPOSIÇÃO | 059 | Condulete alumínio 1” c/ tampa c/ furo central | pç | 5 | 1.24 | 10.44 | 6.2 | 52.2 | 58.4 | 28.24% | 16.07% | 7.19 | 66.94 | 74.13 | 0.009389%
06.01.43 | COMPOSIÇÃO | 060 | Condulete alumínio 1" c/ duas tomadas RJ-45 (CAT 5e) | pç | 5 | 64.6 | 1.9 | 323 | 9.5 | 332.5 | 28.24% | 16.07% | 374.9 | 12.18 | 387.08 | 0.04903%
06.01.44 | COMPOSIÇÃO | 061 | Caixa em alumínio fundido com dim. 100x100x45mm, com tampa de latão polido com uma tomada RJ-45 (CAT 5e), a ser instalada embutida no piso | pç | 4 | 64.66 | 1.9 | 258.64 | 7.6 | 266.24 | 28.24% | 16.07% | 300.2 | 9.74 | 309.94 | 0.03926%
06.01.45 | COMPOSIÇÃO | 062 | Organizador de cabos horizontal | pç | 1 | 14.62 | 6.82 | 14.62 | 6.82 | 21.44 | 28.24% | 16.07% | 16.96 | 8.74 | 25.7 | 0.003255%
06.01.46 | COMPOSIÇÃO | 063 | Patch Panel 24 portas CAT 5e (conforme memorial descritivo) | pç | 1 | 116.3 | 102.36 | 116.3 | 102.36 | 218.66 | 28.24% | 16.07% | 134.98 | 131.26 | 266.24 | 0.03372%
06.01.47 | COMPOSIÇÃO | 064 | Rack 8 U (8 alturas úteis) (conforme memorial descritivo) | pç | 1 | 328.65 | 10.31 | 328.65 | 10.31 | 338.96 | 28.24% | 16.07% | 381.46 | 13.22 | 394.68 | 0.04999%
06.01.48 | COMPOSIÇÃO | 065 | Certificação dos cabos UTP | un | 14 | 0 | 15.61 | 0 | 218.54 | 218.54 | 28.24% | 16.07% | 0 | 280.25 | 280.25 | 0.0355%
06.01.49 | COMPOSIÇÃO | 066 | Sistema de identificação dos pontos de telecom | pç | 14 | 55 | 0.38 | 770 | 5.32 | 775.32 | 28.24% | 16.07% | 893.73 | 6.82 | 900.55 | 0.1141%
06.01.50 | COMPOSIÇÃO | 067 | Sistema de sustentação dos eletrodutos | pç | 108 | 7.08 | 2.73 | 764.64 | 294.84 | 1059.48 | 28.24% | 16.07% | 887.51 | 378.1 | 1265.61 | 0.1603%
Total do item 06.00.00 | [14 empty] | 54291.36 | 6.877%
07.00.00 | INSTALAÇÕES HIDROSSANITÁRIAS
07.01.01 | SINAPI | 55835 | REATERRO INTERNO (EDIFICACOES) COMPACTADO MANUALMENTE | m³ | 60 | 12.57 | 41.05 | 754.2 | 2463 | 3217.2 | 28.24% | 16.07% | 875.39 | 3158.55 | 4033.94 | 0.5109%
07.01.02 | SINAPI | 86908 | APARELHO MISTURADOR DE MESA PARA PIA DE COZINHA, PADRÃO MÉDIO - FORNEC IMENTO E INSTALAÇÃO. AF_12/2013 | unid | 5 | 322.86 | 4.31 | 1614.3 | 21.55 | 1635.85 | 28.24% | 16.07% | 1873.71 | 27.63 | 1901.34 | 0.2408%
07.01.03 | SINAPI | 86910 | TORNEIRA CROMADA TUBO MÓVEL, DE PAREDE, 1/2" OU 3/4", PARA PIA DE COZI NHA, PADRÃO MÉDIO - FORNECIMENTO E INSTALAÇÃO. AF_12/2013 | unid | 7 | 117.31 | 3.16 | 821.17 | 22.12 | 843.29 | 28.24% | 16.07% | 953.13 | 28.36 | 981.49 | 0.1243%
07.01.04 | SINAPI | 86914 | TORNEIRA CROMADA 1/2" OU 3/4" PARA TANQUE, PADRÃO MÉDIO - FORNECIMENTO E INSTALAÇÃO. AF_12/2013 | unid | 3 | 44.98 | 2.86 | 134.94 | 8.58 | 143.52 | 28.24% | 16.07% | 156.62 | 11 | 167.62 | 0.02123%
07.01.05 | SINAPI | 91785 | (COMPOSIÇÃO REPRESENTATIVA) DO SERVIÇO DE INSTALAÇÃO DE TUBOS DE PVC, SOLDÁVEL, ÁGUA FRIA, DN 25 MM (INSTALADO EM RAMAL, SUB-RAMAL, RAMAL DE DISTRIBUIÇÃO OU PRUMADA), INCLUSIVE CONEXÕES, CORTES E FIXAÇÕES, PARA PRÉDIOS. AF_10/2015 | ml | 51 | 12.14 | 18.42 | 619.14 | 939.42 | 1558.56 | 28.24% | 16.07% | 718.63 | 1204.71 | 1923.34 | 0.2436%
07.01.06 | SINAPI | 91786 | (COMPOSIÇÃO REPRESENTATIVA) DO SERVIÇO DE INSTALAÇÃO TUBOS DE PVC, SOL DÁVEL, ÁGUA FRIA, DN 32 MM (INSTALADO EM RAMAL, SUB-RAMAL, RAMAL DE DI STRIBUIÇÃO OU PRUMADA), INCLUSIVE CONEXÕES, CORTES E FIXAÇÕES, PARA PR ÉDIOS. AF_10/2015 | ml | 27 | 12.51 | 7.01 | 337.77 | 189.27 | 527.04 | 28.24% | 16.07% | 392.04 | 242.71 | 634.75 | 0.0804%
07.01.07 | SINAPI | 92694 | NIPLE, EM FERRO GALVANIZADO, CONEXÃO ROSQUEADA, DN 20 (3/4"), INSTALAD O EM RAMAIS E SUB-RAMAIS DE GÁS - FORNECIMENTO E INSTALAÇÃO. AF_12/201 5 | unid | 6 | 6.04 | 7.88 | 36.24 | 47.28 | 83.52 | 28.24% | 16.07% | 42.06 | 60.63 | 102.69 | 0.01301%
07.01.08 | SINAPI | 92905 | UNIÃO, EM FERRO GALVANIZADO, CONEXÃO ROSQUEADA, DN 20 (3/4"), INSTALAD O EM RAMAIS E SUB-RAMAIS DE GÁS - FORNECIMENTO E INSTALAÇÃO. AF_12/201 5 | unid | 1 | 17.74 | 7.88 | 17.74 | 7.88 | 25.62 | 28.24% | 16.07% | 20.59 | 10.1 | 30.69 | 0.003887%
07.01.09 | SINAPI | 93358 | ESCAVAÇÃO MANUAL DE VALAS. AF_03/2016 | m³ | 60 | 14.21 | 46.39 | 852.6 | 2783.4 | 3636 | 28.24% | 16.07% | 989.61 | 3569.43 | 4559.04 | 0.5774%
07.01.10 | COMPOSIÇÃO | 068 | REALOCAÇÃO DE AQUECEDOR DE ÁGUA ELÉTRICO EXISTENTE | unid | 1 | 22.83 | 41.56 | 22.83 | 41.56 | 64.39 | 28.24% | 16.07% | 26.49 | 53.29 | 79.78 | 0.0101%
07.01.11 | SINAPI | 94490 | REGISTRO DE ESFERA, PVC, SOLDÁVEL, DN 32 MM, INSTALADO EM RESERVAÇÃO DE ÁGUA DE EDIFICAÇÃO QUE POSSUA RESERVATÓRIO DE FIBRA/FIBROCIMENTO FORNECIMENTO E INSTALAÇÃO. AF_06/2016 | unid | 1 | 33.7 | 4.22 | 33.7 | 4.22 | 37.92 | 28.24% | 16.07% | 39.11 | 5.41 | 44.52 | 0.005639%
07.01.12 | SINAPI | 95248 | VÁLVULA DE ESFERA BRUTA, BRONZE, ROSCÁVEL, 1/2 , INSTALADO EM RESERVA ÇÃO DE ÁGUA DE EDIFICAÇÃO QUE POSSUA RESERVATÓRIO DE FIBRA/FIBROCIMENT O - FORNECIMENTO E INSTALAÇÃO. AF_06/2016 | unid | 4 | 55.16 | 20.55 | 220.64 | 82.2 | 302.84 | 28.24% | 16.07% | 256.09 | 105.41 | 361.5 | 0.04579%
07.01.13 | SINAPI | 95249 | VÁLVULA DE ESFERA BRUTA, BRONZE, ROSCÁVEL, 3/4'', INSTALADO EM RESERVA ÇÃO DE ÁGUA DE EDIFICAÇÃO QUE POSSUA RESERVATÓRIO DE FIBRA/FIBROCIMENT O - FORNECIMENTO E INSTALAÇÃO. AF_06/2016 | unid | 20 | 62.8 | 20.55 | 1256 | 411 | 1667 | 28.24% | 16.07% | 1457.83 | 527.06 | 1984.89 | 0.2514%
07.01.14 | COMPOSIÇÃO | 069 | ABRAÇADEIRA TIPO "C" OU "U", COM BUCHAS DE NYLON 6mm E PARAFUSOS, FORNECIMENTO E INSTALAÇÃO. | unid | 36 | 3.28 | 0.75 | 118.08 | 27 | 145.08 | 28.24% | 16.07% | 137.05 | 34.62 | 171.67 | 0.02174%
07.01.15 | COMPOSIÇÃO | 070 | CAIXA CILÍNDRICA DE INOX 150X300X75MM, TAMPA CEGA COM REFORÇO NERVURADO - FORNECIMENTO E INSTALAÇÃO. | unid | 10 | 378 | 3.37 | 3780 | 33.7 | 3813.7 | 28.24% | 16.07% | 4387.43 | 43.21 | 4430.64 | 0.5612%
07.01.16 | COMPOSIÇÃO | 071 | CAIXA CILÍNDRICA DE INOX 250X400X100MM, TAMPA CEGA COM REFORÇO NERVURADO E CESTO PARA RETENÇÃO DE SÓLIDOS - FORNECIMENTO E INSTALAÇÃO. | unid | 3 | 455 | 5.06 | 1365 | 15.18 | 1380.18 | 28.24% | 16.07% | 1584.35 | 19.46 | 1603.81 | 0.2031%
07.01.17 | COMPOSIÇÃO | 072 | HIDRÔMETRO COM PULSO MAGNÉTICO DN 25 (¾ ), 5,0 M³/H FORNECIMENTO E INSTALAÇÃO | unid | 1 | 429 | 23.6 | 429 | 23.6 | 452.6 | 28.24% | 16.07% | 497.93 | 30.26 | 528.19 | 0.0669%
07.01.18 | COMPOSIÇÃO | 073 | RALO LINEAR, CORPO PVC, GRELHA EM INOX, 90 X 50MM COM SAÍDA DE 50 MM, JUNTA SOLDÁVEL, FORNECIDO E INSTALADO. | unid | 7 | 121.24 | 6.74 | 848.68 | 47.18 | 895.86 | 28.24% | 16.07% | 985.06 | 60.5 | 1045.56 | 0.1324%
07.01.19 | COMPOSIÇÃO | 074 | RALO SECO DE PVC COM TAMPA DE PVC, DN 150 X 150 X 75 MM, JUNTA SOLDÁVEL, FORNECIDO E INSTALADO. | unid | 2 | 14.72 | 2.36 | 29.44 | 4.72 | 34.16 | 28.24% | 16.07% | 34.17 | 6.05 | 40.22 | 0.005094%
07.01.20 | COMPOSIÇÃO | 075 | RALO SIFONADO, CORPO EM PVC, GRELHA ROTATIVA EM INOX, DN 100 X 150 X 40 MM, JUNTA SOLDÁVEL, FORNECIDO E INSTALADO. | unid | 8 | 18.04 | 2.36 | 144.32 | 18.88 | 163.2 | 28.24% | 16.07% | 167.51 | 24.21 | 191.72 | 0.02428%
07.01.21 | COMPOSIÇÃO | 076 | REGISTRO DE ESFERA BRUTA, BRONZE OU AÇO, ROSCÁVEL, 3/4'' COM ESPIGÃO PARA MANGUEIRA, REDE DE GÁS - FORNECIMENTO E INSTALAÇÃO. | unid | 6 | 46.16 | 20.44 | 276.96 | 122.64 | 399.6 | 28.24% | 16.07% | 321.46 | 157.27 | 478.73 | 0.06064%
07.01.22 | COMPOSIÇÃO | 077 | SUPORTE CONFECCIONADO COM FITA METÁLICA PERFURADA (WALSYWA), CHUMBADOR E PARAFUSOS, FORNECIMENTO E INSTALAÇÃO. | unid | 45 | 13.75 | 0.75 | 618.75 | 33.75 | 652.5 | 28.24% | 16.07% | 718.18 | 43.28 | 761.46 | 0.09645%
07.01.23 | COMPOSIÇÃO | 078 | TUBO FERRO FUNDIDO, ESGOTO, DN 100 MM, INCLUSIVE CONEXÕES, FORNECIDO E INSTALADO. | ml | 6 | 185.75 | 16.05 | 1114.5 | 96.3 | 1210.8 | 28.24% | 16.07% | 1293.59 | 123.49 | 1417.08 | 0.1795%
07.01.24 | COMPOSIÇÃO | 079 | TUBO FERRO FUNDIDO, ESGOTO, DN 50 MM, INCLUSIVE CONEXÕES, FORNECIDO E INSTALADO. | ml | 9 | 179.52 | 9.9 | 1615.68 | 89.1 | 1704.78 | 28.24% | 16.07% | 1875.31 | 114.26 | 1989.57 | 0.252%
07.01.25 | COMPOSIÇÃO | 080 | TUBO FERRO GALVANIZADO, ÁGUA FRIA, Ø3/4", INCLUSIVE CONEXÕES, FORNECIDO E INSTALADO. | ml | 50 | 17.85 | 9.9 | 892.5 | 495 | 1387.5 | 28.24% | 16.07% | 1035.92 | 634.78 | 1670.7 | 0.2116%
07.01.26 | COMPOSIÇÃO | 081 | TUBO FERRO GALVANIZADO, GÁS, Ø3/4", INCLUSIVE CONEXÕES, FORNECIDO E INSTALADO. | ml | 30 | 17.85 | 9.9 | 535.5 | 297 | 832.5 | 28.24% | 16.07% | 621.55 | 380.87 | 1002.42 | 0.127%
07.01.27 | COMPOSIÇÃO | 082 | TUBO PVC, SÉRIE R, ESGOTO, DN 40 MM, INCLUSIVE CONEXÕES, FORNECIDO E INSTALADO. | ml | 33 | 10.08 | 1.69 | 332.64 | 55.77 | 388.41 | 28.24% | 16.07% | 386.09 | 71.51 | 457.6 | 0.05796%
07.01.28 | COMPOSIÇÃO | 083 | TUBO PVC, SÉRIE R, ESGOTO, DN 50 MM, INCLUSIVE CONEXÕES, FORNECIDO E INSTALADO. | ml | 96 | 11.81 | 1.69 | 1133.76 | 162.24 | 1296 | 28.24% | 16.07% | 1315.95 | 208.05 | 1524 | 0.193%
07.01.29 | COMPOSIÇÃO | 084 | TUBO PVC, SÉRIE R, ESGOTO, DN 75 MM, INCLUSIVE CONEXÕES, FORNECIDO E INSTALADO. | ml | 45 | 12.94 | 3.37 | 582.3 | 151.65 | 733.95 | 28.24% | 16.07% | 675.87 | 194.47 | 870.34 | 0.1102%
07.01.30 | SINAPI | 89634 | TUBO, CPVC, SOLDÁVEL, DN 22MM, INSTALADO EM RAMAL DE DISTRIBUIÇÃO DE Á GUA INCL. CONEXÕES - FORNECIMENTO E INSTALAÇÃO | ml | 24 | 14.35 | 8.99 | 344.4 | 215.76 | 560.16 | 28.24% | 16.07% | 399.74 | 276.69 | 676.43 | 0.08568%
07.01.31 | SINAPI | 86919 | TANQUE DE LOUÇA BRANCA COM COLUNA, 30L OU EQUIVALENTE, INCLUSO SIFÃO FLEXÍVEL EM PVC, VÁLVULA METÁLICA E TORNEIRA DE METAL CROMADO PADRÃO MÉDIO - FORNECIMENTO E INSTALAÇÃO. AF_12/2013 | unid | 1 | 649.66 | 42.74 | 649.66 | 42.74 | 692.4 | 28.24% | 16.07% | 754.05 | 54.8 | 808.85 | 0.1024%
07.01.32 | SINAPI | 89635 | TUBO, CPVC, SOLDÁVEL, DN 28MM, INSTALADO EM RAMAL DE DISTRIBUIÇÃO DE Á GUA INCL. CONEXÕES - FORNECIMENTO E INSTALAÇÃO | ml | 6 | 22.01 | 10.61 | 132.06 | 63.66 | 195.72 | 28.24% | 16.07% | 153.28 | 81.63 | 234.91 | 0.02975%
Total do item 07.00.00 | [14 empty] | 36709.49 | 4.65%
08.00.00 | EQUIPAMENTOS E MOBILIÁRIO
08.01.01 | MERCADO |  | Mesa 2850X700X900 Com 02 Cubas 60X50X30 - em aço inox 304 - marca Rodriaço ou equivalente técnico. | un | 2 | 4219.89 |  | 8439.78 | 0 | 8439.78 | 28.24% | 16.07% | 9796.03 | 0 | 9796.03 | 1.241%
08.01.02 | MERCADO |  | Mesa 2050X700X900 Com 01 Cuba 70X50X40 - em aço inox 304 - marca Rodriaço ou equivalente técnico. | un | 1 | 3231.9 |  | 3231.9 | 0 | 3231.9 | 28.24% | 16.07% | 3751.26 | 0 | 3751.26 | 0.4751%
08.01.03 | MERCADO |  | Mesa 2050X700X900 Com 02 Cubas 70X50X40 - em aço inox 304 - marca Rodriaço ou equivalente técnico. | un | 1 | 3520.22 |  | 3520.22 | 0 | 3520.22 | 28.24% | 16.07% | 4085.91 | 0 | 4085.91 | 0.5175%
08.01.04 | MERCADO |  | Mesa 1500X700X900 Lisa - em aço inox 304 - marca Rodriaço ou equivalente técnico. | un | 4 | 1544.75 |  | 6179 | 0 | 6179 | 28.24% | 16.07% | 7171.95 | 0 | 7171.95 | 0.9084%
08.01.05 | MERCADO |  | Mesa 1500X700X900 Com 02 Cubas 60X50X30 - em aço inox 304 - marca Rodriaço ou equivalente técnico. | un | 1 | 2797.2 |  | 2797.2 | 0 | 2797.2 | 28.24% | 16.07% | 3246.7 | 0 | 3246.7 | 0.4112%
08.01.06 | MERCADO |  | Mesa 1250X700X900 Lisa - em aço inox 304 - marca Rodriaço ou equivalente técnico. | un | 4 | 1367.26 |  | 5469.04 | 0 | 5469.04 | 28.24% | 16.07% | 6347.9 | 0 | 6347.9 | 0.804%
08.01.07 | MERCADO |  | Mesa 700X700X500 Em Aço Inox C/ Gaveta - em aço inox 304 - marca Rodriaço ou equivalente técnico. | un | 1 | 1253.67 |  | 1253.67 | 0 | 1253.67 | 28.24% | 16.07% | 1455.13 | 0 | 1455.13 | 0.1843%
08.01.08 | MERCADO |  | Mesa Com 01 Cuba 50X40X20 - em aço inox 304 - marca Rodriaço ou equivalente técnico. | un | 2 | 2305.8 |  | 4611.6 | 0 | 4611.6 | 28.24% | 16.07% | 5352.67 | 0 | 5352.67 | 0.678%
08.01.09 | MERCADO |  | Mesa 2050X600X900 Com 01 Funil Coletor - em aço inox 304 - marca Rodriaço ou equivalente técnico. | un | 1 | 2279 |  | 2279 | 0 | 2279 | 28.24% | 16.07% | 2645.23 | 0 | 2645.23 | 0.335%
08.01.10 | MERCADO |  | Mesa 1500X600X900 Com 01 Funil Coletor - em aço inox 304 - marca Rodriaço ou equivalente técnico. | un | 2 | 1356 |  | 2712 | 0 | 2712 | 28.24% | 16.07% | 3147.81 | 0 | 3147.81 | 0.3987%
08.01.11 | MERCADO |  | Coifa Encosto - exaustão para lavadora de louça elétrico 220 v (2 fios+t) - marca Rodriaço ou equivalente técnico. | un | 1 | 2088.38 |  | 2088.38 | 0 | 2088.38 | 28.24% | 16.07% | 2423.97 | 0 | 2423.97 | 0.307%
08.01.12 | MERCADO |  | Multiguiche 3 Módulos; 09 Nichos; 1430X600 - em aço inox 304 - marca Rodriaço ou equivalente técnico. | un | 2 | 1786.53 |  | 3573.06 | 0 | 3573.06 | 28.24% | 16.07% | 4147.24 | 0 | 4147.24 | 0.5253%
08.01.13 | MERCADO |  | Prateleira Aérea Inox Lisa 900X400 - em aço inox 304 - marca Rodriaço ou equivalente técnico. | un | 8 | 373.09 |  | 2984.72 | 0 | 2984.72 | 28.24% | 16.07% | 3464.35 | 0 | 3464.35 | 0.4388%
08.01.14 | MERCADO |  | Mesa 1500X700X900 Com 01 Cuba 70X50X40 - em aço inox 304 - marca Rodriaço ou equivalente técnico. | un | 1 | 2494.8 |  | 2494.8 | 0 | 2494.8 | 28.24% | 16.07% | 2895.7 | 0 | 2895.7 | 0.3668%
08.01.15 | MERCADO |  | Estante Inox Perfurada - 04 planos - marca Rodriaço ou equivalente técnico. | un | 8 | 1687.77 |  | 13502.16 | 0 | 13502.16 | 28.24% | 16.07% | 15671.93 | 0 | 15671.93 | 1.985%
08.01.16 | MERCADO |  | Estante Inox Lisa - 04 planos - marca Rodriaço ou equivalente técnico. | un | 14 | 1606.21 |  | 22486.94 | 0 | 22486.94 | 28.24% | 16.07% | 26100.54 | 0 | 26100.54 | 3.306%
08.01.17 | MERCADO |  | Estrado Pvc - 2 ton/m² - marca Bolivar Plásticos ou equivalente técnico. | un | 9 | 92.91 |  | 836.19 | 0 | 836.19 | 28.24% | 16.07% | 970.56 | 0 | 970.56 | 0.1229%
08.01.18 | MERCADO |  | Tanque Com Pés - em aço inox 304 - marca Rodriaço ou equivalente técnico. | un | 1 | 749.04 |  | 749.04 | 0 | 749.04 | 28.24% | 16.07% | 869.4 | 0 | 869.4 | 0.1101%
08.01.19 | MERCADO |  | Pia De Assepsia - em aço inox 304 - marca Pa, Rodriaço, Faginox ou equivalente técnico. | un | 3 | 697.99 |  | 2093.97 | 0 | 2093.97 | 28.24% | 16.07% | 2430.46 | 0 | 2430.46 | 0.3078%
08.01.20 | MERCADO |  | Catraca Mecânica Contadora - elétrico; 220v (2 fios+t) - marca Dimep ou equivalente técnico. | un | 4 | 1350 |  | 5400 | 0 | 5400 | 28.24% | 16.07% | 6267.77 | 0 | 6267.77 | 0.7939%
08.01.21 | MERCADO |  | Coletor De Lixo - 240 litros - marca Artplan ou equivalente técnico. | un | 3 | 339.36 |  | 1018.08 | 0 | 1018.08 | 28.24% | 16.07% | 1181.68 | 0 | 1181.68 | 0.1497%
08.01.22 | MERCADO |  | Acesso Alternativo Para Pcd - com fechadura - marca Rodriaço ou equivalente técnico. | un | 2 | 4600 |  | 9200 | 0 | 9200 | 28.24% | 16.07% | 10678.42 | 0 | 10678.42 | 1.353%
08.01.23 | MERCADO |  | Sistema de Exaustão - 2 coifas e ventilador centífugo, incluindo tubulação e montagem, conforme projeto | conj | 1 | 75200 |  | 75200 | 0 | 75200 | 28.24% | 16.07% | 87284.5 | 0 | 87284.5 | 11.06%
08.01.24 | MERCADO |  | Recuperação de Coifa Centro Ilha Fogão - medindo 5500x1600x400 | un | 1 | 3339 | 6300 | 3339 | 6300 | 9639 | 28.24% | 16.07% | 3875.57 | 8079.12 | 11954.69 | 1.514%
08.01.25 | MERCADO |  | Prateleira Aérea Inox Gradeada 900X400 - em aço inox 304 - marca Rodriaço ou equivalente técnico. | un | 6 | 425.25 |  | 2551.5 | 0 | 2551.5 | 28.24% | 16.07% | 2961.52 | 0 | 2961.52 | 0.3751%
08.01.26 | MERCADO |  | CONJUNTO DE TRÊS TOLDOS | conj | 1 | 14580 |  | 14580 | 0 | 14580 | 28.24% | 16.07% | 16922.97 | 0 | 16922.97 | 2.143%
08.01.27 | SINAPI | 94231 | RUFO EM CHAPA DE AÇO GALVANIZADO NÚMERO 24, CORTE DE 25 CM, INCLUSO TRANSPORTE VERTICAL. AF_06/2016 - ACABAMENTO TOLDOS | m | 17 | 24.84 | 4.18 | 422.28 | 71.06 | 493.34 | 28.24% | 16.07% | 490.13 | 91.12 | 581.25 | 0.07362%
Total do item 08.00.00 | [14 empty] | 243807.54 | 30.88%
09.00.00 | COMPLEMENTAÇÃO DA OBRA
09.01.01 | SINAPI | 9537 | LIMPEZA FINAL DA OBRA | m² | 517.68 | 0.65 | 1.64 | 336.49 | 848.99 | 1185.48 | 28.24% | 16.07% | 390.56 | 1088.74 | 1479.3 | 0.1874%
09.01.02 | SINAPI | 72897 | CARGA MANUAL DE ENTULHO EM CAMINHAO BASCULANTE 6 M3 | m³ | 18 | 7.29 | 12.81 | 131.22 | 230.58 | 361.8 | 28.24% | 16.07% | 152.3 | 295.69 | 447.99 | 0.05674%
09.01.03 | COMPOSIÇÃO | 002 | Projeto As Built | vb | 1 |  | 2827.14 | 0 | 2827.14 | 2827.14 | 28.24% | 16.07% | 0 | 3625.52 | 3625.52 | 0.4592%
Total do item 9.00.00 | [14 empty] | 5552.81 | 0.7033%
TOTAL GERAL | [14 empty] | 789518.14 | 100%
PLANILHA ELABORADA COM BASE NO SISTEMA DE GERAÇÃO DE PREÇOS DO BANCO NACIONAL DE INSUMO SINAPI: Porto Alegre-RS - Ago/2015
Encargos Sociais: 84,66% (DESONERADA)
Rodrigo Poltosi, Arq. - CAU A38793-2
VRP Arquitetura S/S
10.935.053/0001-58

## Cronograma
CRONOGRAMA FÍSICO-FINANCEIRO
Cliente: CMPA
Obra : Reforma do Restaurante
Endereço: Av. Loureiro da Silva, 255
Área ( m² ): 517,68
ITEM | DESCRIÇÃO | Semana 1 | Semana 2 | Semana 3 | Semana 4 | Semana 5 | Semana 6 | Semana 7 | Semana 8 | Semana 9 | Semana 10 | Semana 11 | Semana 12 | TOTAL DA OBRA
01.00.00 | SERVIÇOS INICIAIS | 7435.4858 | 40034.7208 | 29888.5508 | 7435.4858 | 7435.4858 | 7435.4858 | 7435.4858 | 7435.4858 | 7435.4858 | 7435.4858 | 7435.4858 | 7435.4858 | 144278.13
01.01.00 | SERVIÇOS TÉCNICOS | 7435.4858 | 7435.4858 | 7435.4858 | 7435.4858 | 7435.4858 | 7435.4858 | 7435.4858 | 7435.4858 | 7435.4858 | 7435.4858 | 7435.4858 | 7435.4858 | 89225.83
01.02.00 | INSTALAÇÕES PROVISÓRIAS | 0 | 10146.17 | 0 | 0 | 0 | 0 | 0 | 0 | 0 | 0 | 0 | 0 | 10146.17
01.03.00 | DEMOLIÇÕES | 0 | 22453.065 | 22453.065 | 0 | 0 | 0 | 0 | 0 | 0 | 0 | 0 | 0 | 44906.13
02.00.00 | OBRA CIVIL | 0 | 0 | 0 | 17541.02 | 17541.01 | 0 | 0 | 0 | 0 | 0 | 0 | 0 | 35082.03
03.00.00 | ESQUADRIAS | 0 | 0 | 0 | 0 | 0 | 0 | 0 | 0 | 0 | 0 | 0 | 28178.75 | 28178.75
04.00.00 | FORROS, ILUMINAÇÃO, SERRALHERIAS E PINTURAS | 0 | 0 | 0 | 0 | 0 | 0 | 0 | 0 | 106861.6 | 0 | 0 | 9710.16 | 116571.76
04.01.00 | Forro e Iluminação | 0 | 0 | 0 | 0 | 0 | 0 | 0 | 0 | 89502.44 | 0 | 0 | 0 | 89502.44
04.02.00 | Serralheria | 0 | 0 | 0 | 0 | 0 | 0 | 0 | 0 | 0 | 0 | 0 | 9710.16 | 9710.16
04.03.00 | Pintura | 0 | 0 | 0 | 0 | 0 | 0 | 0 | 0 | 17359.16 | 0 | 0 | 0 | 17359.16
05.00.00 | PISOS, RODAPES, SOLEIRA, PEITORIS E REVESTIMENTOS DE PAREDE | 0 | 0 | 0 | 0 | 0 | 31261.5675 | 62523.135 | 31261.5675 | 0 | 0 | 0 | 0 | 125046.27
06.00.00 | INSTALAÇÕES ELÉTRICAS, TELEFONIA E LÓGICA | 0 | 0 | 0 | 0 | 0 | 27145.68 | 13572.84 | 13572.84 | 0 | 0 | 0 | 0 | 54291.36
07.00.00 | INSTALAÇÕES HIDROSSANITÁRIAS | 0 | 0 | 0 | 0 | 36709.49 | 0 | 0 | 0 | 0 | 0 | 0 | 0 | 36709.49
08.00.00 | EQUIPAMENTOS E MOBILIÁRIO | 0 | 0 | 0 | 0 | 0 | 0 | 0 | 0 | 0 | 121903.77 | 121903.77 | 0 | 243807.54
09.00.00 | COMPLEMENTAÇÃO DA OBRA | 0 | 0 | 0 | 0 | 0 | 0 | 0 | 0 | 0 | 0 | 0 | 5552.81 | 5552.81
TOTAL GERAL |  | 7435.4858 | 40034.7208 | 29888.5508 | 24976.5058 | 61685.9858 | 65842.7333 | 83531.4608 | 52269.8933 | 114297.0858 | 129339.2558 | 129339.2558 | 50877.2058 | 789518.14
Rodrigo Poltosi, Arq. - CAU A38793-2
VRP Arquitetura S/S
10.935.053/0001-58

## BDI SERVIÇOS
Cliente: | CMPA | #REF! |  |  | Encargos Sociais: | 84.66%
Obra : | Reforma do Restaurante |  |  |  | BDI: | 28.24%
Endereço: | Av. Loureiro da Silva, 255 |  |  |  | BDI Diferenciado.: | 16.07%
Área ( m² ): | 517.68
Versão: | V01/ Novembro 2017
COMPOSIÇÃO DO BDI
| I. | Fórmula adotada
BDI = ((1+ADM+S+RIS)*(1+DEF)*(1+LB))/(1-(IMP))-1
| II. | Parcelas constituintes da fórmula e respectivos valores
|  | Impostos: | IMP | 11.65%
|  | Administração Central: | ADM | 3.83%
|  | Despesas Financeiras: | DEF | 1%
|  | Seguros | S | 0.8%
|  | Riscos: | RIS | 1%
|  | Lucro Bruto: | LB | 6.2%
| III. | BDI - Benefícios e Despesas Indiretas
|  |  | BDI: | 28.24%
| IV. | Tributação (TRIB) - Memória de Cálculo
|  |  | ISS: | 3.5% | *
|  |  | PIS: | 0.65%
|  |  | COFINS: | 3%
|  |  | CPRB: | 4.5%
|  |  | IMP: | 11.65%
| V. | Imposto sobre Serviços (ISS) - Memória de Cálculo
|  |  | Alíquota (1): | 3.5%
|  |  | ISS: | 3.5%
* ISS apenas sobre mão de obra, conforme REPERCUSSÃO GERAL/STF: RE nº 603.497-RG, Relatora Min. Ellen Gracie, publicado no DJe de 07 de maio de 2010.
Onde:
IMP corresponde à parcela de impostos incidentes sobre o faturamento;
ADM corresponde à parcela de despesas administrativas (central);
DEF corresponde à parcela de despesas financeiras e seguros;
RIS corresponde à parcela de riscos e imprevistos;
LB corresponde à parcela de lucro bruto.
Obs.: A parcela relativa ao lucro não incorporará o repasse das incidências dos impostos IRPJ (Imposto de Renda da Pessoa Jurídica) e CSLL (Contribuição Social sobre o Lucro Líquido), visto que, conforme entendimento firmado pelo Tribunal de Contas da União (Acórdão TCU 1595/2006 - Plenário e Acórdão TCU 950/2007 - Plenário), são tributos personalíssimos, de ônus exclusivo da proponente, os quais não devem ser repassados ao Contratante.
Porto Alegre, 13 de Novembro de 2017

## BDI MATERIAIS
Cliente: | CMPA | #REF! |  |  | Encargos Sociais: | 84.66%
Obra : | Reforma do Restaurante |  |  |  | BDI: | 16.07%
Endereço: | Av. Loureiro da Silva, 255 |  |  |  | BDI Diferenciado.: | 16.07%
Área ( m² ): | 517.68
Versão: | V01/ Novembro 2017
COMPOSIÇÃO DO BDI
| I. | Fórmula adotada
BDI = ((1+ADM+S+RIS)*(1+DEF)*(1+LB))/(1-(IMP))-1
| II. | Parcelas constituintes da fórmula e respectivos valores
|  | Impostos: | IMP | 7.15%
|  | Administração Central: | ADM | 2%
|  | Despesas Financeiras: | DEF | 0.5%
|  | Seguros | S | 0.8%
|  | Riscos: | RIS | 0.8%
|  | Lucro Bruto: | LB | 3.5%
| III. | BDI - Benefícios e Despesas Indiretas
|  |  | BDI: | 16.07%
| IV. | Tributação (TRIB) - Memória de Cálculo
|  |  | ISS: | 3.5% | *
|  |  | PIS: | 0.65%
|  |  | COFINS: | 3%
|  |  | IMP: | 7.15%
| V. | Imposto sobre Serviços (ISS) - Memória de Cálculo
|  |  | Alíquota (1): | 3.5%
|  |  | ISS: | 3.5%
* ISS apenas sobre mão de obra, conforme REPERCUSSÃO GERAL/STF: RE nº 603.497-RG, Relatora Min. Ellen Gracie, publicado no DJe de 07 de maio de 2010.
Onde:
IMP corresponde à parcela de impostos incidentes sobre o faturamento;
ADM corresponde à parcela de despesas administrativas (central);
DEF corresponde à parcela de despesas financeiras e seguros;
RIS corresponde à parcela de riscos e imprevistos;
LB corresponde à parcela de lucro bruto.
Obs.: A parcela relativa ao lucro não incorporará o repasse das incidências dos impostos IRPJ (Imposto de Renda da Pessoa Jurídica) e CSLL (Contribuição Social sobre o Lucro Líquido), visto que, conforme entendimento firmado pelo Tribunal de Contas da União (Acórdão TCU 1595/2006 - Plenário e Acórdão TCU 950/2007 - Plenário), são tributos personalíssimos, de ônus exclusivo da proponente, os quais não devem ser repassados ao Contratante.
Porto Alegre, 13 de Novembro de 2017

## ORÇAMENTO - PROPOSTA
PLANILHA ORÇAMENTÁRIA ESTIMADA
Cliente: CMPA | [14 empty] | Encargos Sociais: | 84.66%
Obra : Reforma do Restaurante | [14 empty] | BDI: | 28.24%
Endereço: Av. Loureiro da Silva, 255 | [14 empty] | BDI Diferenciado.: | 16.07%
Área ( m² ): | 517.68 | [13 empty] | Prazo da Obra ( meses ): | 3
[15 empty] | Total Geral ( R$ ) : | 0
[15 empty] | Preço / m² ( R$) : | 0
ITEM | REF | CÓDIGO | DESCRIÇÃO | UNIDADE | QUANTIDADE | CUSTO UNIT MAT | CUSTO UNIT MO | CUSTO TOTAL S/ BDI MAT | CUSTO TOTAL S/ BDI MO | CUSTO TOTAL S/ BDI MAT+MO | BDI MO | BDI MAT/EQUI | CUSTO TOTAL C/ BDI MAT | CUSTO TOTAL C/ BDI MO | PREÇO TOTAL (R$) C/ BDI | %
01.00.00 | SERVIÇOS INICIAIS
01.01.00 | SERVIÇOS TÉCNICOS
01.01.01 | COMPOSIÇÃO | 001 | PCMAT/PPRA/Projetos proteções coletivas - Em atendimento a NR18 | vb | 1 |  |  | 0 | 0 | 0 | 28.24% | 16.07% | 0 | 0 | 0 | #DIV/0!
01.01.02 | COMPOSIÇÃO | 003 | Administração de Obra e Despesas Gerais | mês | 3 |  |  | 0 | 0 | 0 | 28.24% | 16.07% | 0 | 0 | 0 | #DIV/0!
01.01.03 | MERCADO | CREA-RS | Anotação de Responsabilidade Técnica do CREA | unid | 1 |  |  | 0 | 0 | 0 | 28.24% | 16.07% | 0 | 0 | 0 | #DIV/0!
Total do item 01.01.00 | [14 empty] | 0 | #DIV/0!
01.02.00 | INSTALAÇÕES PROVISÓRIAS
01.02.01 | SINAPI | 74220/001 | TAPUME DE CHAPA DE MADEIRA COMPENSADA, E= 6MM, COM PINTURA A CAL E REAPROVEITAMENTO 2X | m² | 72 |  |  | 0 | 0 | 0 | 28.24% | 16.07% | 0 | 0 | 0 | #DIV/0!
01.02.02 | SINAPI | 84112 | ANDAIME TABUADO SOBRE CAVALETES (INCLUSO CAVALETE) EM MADEIRA DE 1ª UTIL 20X INCL MOVIMENTACAO P/ PE-DIREITO 4,00M | m² | 24 |  |  | 0 | 0 | 0 | 28.24% | 16.07% | 0 | 0 | 0 | #DIV/0!
01.02.03 | SINAPI | 73847/001 | ALUGUEL CONTAINER/ESCRIT INCL INST ELET LARG=2,20 COMP=6,20M ALT=2,50M CHAPA ACO C/NERV TRAPEZ FORRO C/ISOL TERMO/ACUSTICO CHASSIS REFORC PISO COMPENS NAVAL EXC TRANSP/CARGA/DESCARGA | mês | 3 |  |  | 0 | 0 | 0 | 28.24% | 16.07% | 0 | 0 | 0 | #DIV/0!
01.02.04 | SINAPI | 41598 | ENTRADA PROVISORIA DE ENERGIA ELETRICA AEREA TRIFASICA 40A EM POSTE MADEIRA | unid | 1 |  |  | 0 | 0 | 0 | 28.24% | 16.07% | 0 | 0 | 0 | #DIV/0!
01.02.05 | SINAPI | 73658 | LIGAÇÃO PROVISÓRIA DE ESGOTO | unid | 1 |  |  | 0 | 0 | 0 | 28.24% | 16.07% | 0 | 0 | 0 | #DIV/0!
01.02.05 | COMPOSIÇÃO | 04 | ALUGUEL CONTAINER/SANIT C/4 VASOS/1 LAVAT/1 MIC/4 CHUV LARG= 2,20M COMPR=6,20M ALT=2,50M CHAPAS ACO C/NERV TRAPEZ FORRO C/ ISOL TERMO-ACUST CHASSIS REFORC PISO COMPENS NAVAL INCL INST RA ELETR/HIDRO-SANIT EXCL TRANSP/CARGA/DESCARGA | mês | 3 |  |  | 0 | 0 | 0 | 28.24% | 16.07% | 0 | 0 | 0 | #DIV/0!
Total do item 01.02.00 | [14 empty] | 0 | #DIV/0!
01.03.00 | DEMOLIÇÕES
01.03.01 | SINAPI | 85334 | RETIRADA DE ESQUADRIAS METALICAS | m² | 13.49 |  |  | 0 | 0 | 0 | 28.24% | 16.07% | 0 | 0 | 0 | #DIV/0!
01.03.02 | SINAPI | 72142 | RETIRADA DE FOLHAS DE PORTA DE PASSAGEM OU JANELA | m² | 14.16 |  |  | 0 | 0 | 0 | 28.24% | 16.07% | 0 | 0 | 0 | #DIV/0!
01.03.03 | SINAPI | 85333 | RETIRADA DE APARELHOS SANITARIOS | unid | 3 |  |  | 0 | 0 | 0 | 28.24% | 16.07% | 0 | 0 | 0 | #DIV/0!
01.03.04 | SINAPI | 85332 | RETIRADA DE APARELHOS DE ILUMINACAO E LAMPADAS | unid | 120 |  |  | 0 | 0 | 0 | 28.24% | 16.07% | 0 | 0 | 0 | #DIV/0!
01.03.05 | SINAPI | 72238 | RETIRADA DE FORRO MODULAR | m² | 272.52 |  |  | 0 | 0 | 0 | 28.24% | 16.07% | 0 | 0 | 0 | #DIV/0!
01.03.06 | SINAPI | 73899/2 | DEMOLICAO DE ALVENARIA DE TIJOLOS FURADOS S/REAPROVEITAMENTO | m³ | 264.23 |  |  | 0 | 0 | 0 | 28.24% | 16.07% | 0 | 0 | 0 | #DIV/0!
01.03.08 | SINAPI | 85366 | RETIRADA DE TUBULACAO DE FERRO GALVANIZADO S/ ESCAVACAO OU RASGO EM ALVENARIA | ml | 5 |  |  | 0 | 0 | 0 | 28.24% | 16.07% | 0 | 0 | 0 | #DIV/0!
01.03.9 | SINAPI | 73801 | DEMOLICAO DE PISO DE BASALTO | m² | 2.65 |  |  | 0 | 0 | 0 | 28.24% | 16.07% | 0 | 0 | 0 | #DIV/0!
01.03.10 | SINAPI | 85376 | DEMOLIÇÃO DE PISO EMBORRACHADO | m² | 54.18 |  |  | 0 | 0 | 0 | 28.24% | 16.07% | 0 | 0 | 0 | #DIV/0!
01.03.11 | SINAPI | 73801 | DEMOLICAO DE PISO CERÂMICO | m² | 497.05 |  |  | 0 | 0 | 0 | 28.24% | 16.07% | 0 | 0 | 0 | #DIV/0!
01.03.12 | COMPOSIÇÃO | 085 | DEMOLIÇÃO, TRANSPORTE E DESCARTE DE GESSO ACARTONADO | m² | 21.4 |  |  | 0 | 0 | 0 | 28.24% | 16.07% | 0 | 0 | 0 | #DIV/0!
01.03.13 | SINAPI | 72897 | CARGA MANUAL DE ENTULHO EM CAMINHAO BASCULANTE 6 M3 | m³ | 15 |  |  | 0 | 0 | 0 | 28.24% | 16.07% | 0 | 0 | 0 | #DIV/0!
Total do item 01.03.00 | [14 empty] | 0 | #DIV/0!
02.00.00 | OBRA CIVIL
02.01.00 | SINAPI | 87525 | ALVENARIA DE VEDAÇÃO DE BLOCOS CERÂMICOS FURADOS NA HORIZONTAL DE 14X9X19CM (ESPESSURA 14CM) DE PAREDES COM ÁREA LÍQUIDA MAIOR OU IGUAL A 6M² COM VÃOS E ARGAMASSA DE ASSENTAMENTO COM PREPARO EM BETONEIRA] AF_06/2014 | m² | 146.24 |  |  | 0 | 0 | 0 | 28.24% | 16.07% | 0 | 0 | 0 | #DIV/0!
02.02.00 | SINAPI | 87535 | EMBOÇO, PARA RECEBIMENTO DE CERÂMICA, EM ARGAMASSA TRAÇO 1:2:8, PREPARO MECÂNICO COM BETONEIRA 400L, APLICADO MANUALMENTE EM FACES INTERNAS DE PAREDES, PARA AMBIENTE COM ÁREA MAIOR QUE 10M2, ESPESSURA DE 20MM, COM EXECUÇÃO DE TALISCAS. AF_06/2014 | m² | 299.62 |  |  | 0 | 0 | 0 | 28.24% | 16.07% | 0 | 0 | 0 | #DIV/0!
02.02.01 | COMPOSIÇÃO | 005 | TRATAMENTO ARMADURA EXPOSTA - CENTRAL DE GÁS | m² | 3 |  |  | 0 | 0 | 0 | 28.24% | 16.07% | 0 | 0 | 0 | #DIV/0!
02.02.02 | SINAPI | 40780 | REGULARIZAÇÃO DE SUPERFÍCIE DE PAREDES REMANESCENTES - COZINHA | m² | 46.82 |  |  | 0 | 0 | 0 | 28.24% | 16.07% | 0 | 0 | 0 | #DIV/0!
02.02.03 | SINAPI | 72132 | ALVENARIA EM TIJOLO CERAMICO MACICO 5X10X20CM 1/2 VEZ (ESPESSURA 10CM), ASSENTADO COM ARGAMASSA TRACO 1:2:8 (CIMENTO, CAL E AREIA) - PREENCHIMENTO LIXO | m² | 3.57 |  |  | 0 | 0 | 0 | 28.24% | 16.07% | 0 | 0 | 0 | #DIV/0!
02.02.04 | SINAPI | 73863/2 | CONCRETO CELULAR - LIXO | m³ | 6 |  |  | 0 | 0 | 0 | 28.24% | 16.07% | 0 | 0 | 0 | #DIV/0!
02.02.05 | SINAPI | 74141/1 | LAJE PRE-MOLD BETA 11 P/1KN/M2 VAOS 4,40M/INCL VIGOTAS TIJOLOS ARMADURA NEGATIVA CAPEAMENTO 3CM CONCRETO 20MPA ESCORAMENTO MATERIAL E MAO DE OBRA. - LIXO | m² | 3.32 |  |  | 0 | 0 | 0 | 28.24% | 16.07% | 0 | 0 | 0 | #DIV/0!
02.02.06 | COMPOSIÇÃO | 006 | BASE PARA BOLIER EM BLOCO DE CONCRETO | m² | 2.04 |  |  | 0 | 0 | 0 | 28.24% | 16.07% | 0 | 0 | 0 | #DIV/0!
02.02.07 | COMPOSIÇÃO | 007 | REBOCO COM ARGAMASSA PRE-FABRICADA, ESPESSURA 0,5CM, PREPARO MECANICO DA ARGAMASSA | m² | 299.62 |  |  | 0 | 0 | 0 | 28.24% | 16.07% | 0 | 0 | 0 | #DIV/0!
Total do item 02.00.00 | [14 empty] | 0 | #DIV/0!
03.00.00 | ESQUADRIAS
03.01.01 | SINAPI | 91338 | PORTA DE ALUMÍNIO DE ABRIR COM LAMBRI, SEM GUARNIÇÃO, FIXAÇÃO COM PARAFUSOS - FORNECIMENTO E INSTALAÇÃO. AF_08/2015 - ACABAMENTO NA COR BRANCA - ACESSO RESTAURANTE | m² | 4.48 |  |  | 0 | 0 | 0 | 28.24% | 16.07% | 0 | 0 | 0 | #DIV/0!
03.01.02 | SINAPI | 91338 | PORTA DE ALUMÍNIO DE ABRIR COM LAMBRI, SEM GUARNIÇÃO, FIXAÇÃO COM PARAFUSOS - FORNECIMENTO E INSTALAÇÃO. AF_08/2015 - ACABAMENTO NA COR BRANCA - ACESSO ESTOQUE | m² | 5.5 |  |  | 0 | 0 | 0 | 28.24% | 16.07% | 0 | 0 | 0 | #DIV/0!
03.01.03 | SINAPI | 91341 | PORTA EM ALUMÍNIO DE ABRIR TIPO VENEZIANA COM GUARNIÇÃO, FIXAÇÃO COM PARAFUSOS - FORNECIMENTO E INSTALAÇÃO. AF_08/2015 - ACABAMENTO NA COR BRANCA - DML | m² | 1.98 |  |  | 0 | 0 | 0 | 28.24% | 16.07% | 0 | 0 | 0 | #DIV/0!
03.01.04 | SINAPI | 94576 | JANELA DE ALUMÍNIO FIXA, ACABAMENTO NA COR BRANCA - SALA NUTRICIONISTA | m² | 1.5 |  |  | 0 | 0 | 0 | 28.24% | 16.07% | 0 | 0 | 0 | #DIV/0!
03.01.05 | SINAPI | 91341 | PORTA DE ALUMÍNIO DE CORRER VENEZIANADA -CENTRAL GÁS | m² | 9.33 |  |  | 0 | 0 | 0 | 28.24% | 16.07% | 0 | 0 | 0 | #DIV/0!
03.01.06 | MERCADO |  | PORTA VAI-E-VEM EM CHAPA ABS COM VISOR - ACESSO SALÃO | unid | 2 |  |  | 0 | 0 | 0 | 28.24% | 16.07% | 0 | 0 | 0 | #DIV/0!
Total do item 03.00.00 | [14 empty] | 0 | #DIV/0!
04.00.00 | FORROS, ILUMINAÇÃO, SERRALHERIAS E PINTURAS
04.01.00 | Forro e Iluminação
04.01.01 | SINAPI | 96115 | Forro Modulado de Fibra Mineral 62,5x62,5cm | m² | 272.52 |  |  | 0 | 0 | 0 | 28.24% | 16.07% | 0 | 0 | 0 | #DIV/0!
04.01.02 | COMPOSIÇÃO | 007 | Luminária Dicróica LED de embutir na cor branca, com foco direcionável, 7W | unid | 14 |  |  | 0 | 0 | 0 | 28.24% | 16.07% | 0 | 0 | 0 | #DIV/0!
04.01.03 | COMPOSIÇÃO | 008 | Luminária de sobrepor blindada 48w - Temperatura de cor 5000K | unid | 42 |  |  | 0 | 0 | 0 | 28.24% | 16.07% | 0 | 0 | 0 | #DIV/0!
04.01.04 | COMPOSIÇÃO | 009 | Luminária Placa LED 62,5x62,5cm de embutir - Temperatura de cor 3000K e 39W | unid | 90 |  |  | 0 | 0 | 0 | 28.24% | 16.07% | 0 | 0 | 0 | #DIV/0!
Total do item 04.01.00 | [14 empty] | 0 | #DIV/0!
04.02.00 | Serralheria
04.02.01 | COMPOSIÇÃO | 010 | Cobertura de Policarbonato em treliça metálica | m² | 3.27 |  |  | 0 | 0 | 0 | 28.24% | 16.07% | 0 | 0 | 0 | #DIV/0!
04.02.02 | COMPOSIÇÃO | 011 | Tela mosqueteiro | unid | 9 |  |  | 0 | 0 | 0 | 28.24% | 16.07% | 0 | 0 | 0 | #DIV/0!
04.02.03 | SINAPI | 73631 | Guarda-corpo aço galvanizado cor grafite h92cm | ml | 19.53 |  |  | 0 | 0 | 0 | 28.24% | 16.07% | 0 | 0 | 0 | #DIV/0!
Total do item 04.02.00 | [14 empty] | 0 | #DIV/0!
04.03.00 | Pintura
04.03.01 | SINAPI | 88489 | APLICAÇÃO MANUAL DE PINTURA COM TINTA LÁTEX ACRÍLICA EM PAREDES, DUAS DEMÃOS - COR ELEFANTE REF. SUVINIL OU EQUIVALENTE TÉCNICO. AF_06/2014 - SALÃO, MOP, CENTRAL DE GÁS E LIXO | m² | 135.32 |  |  | 0 | 0 | 0 | 28.24% | 16.07% | 0 | 0 | 0 | #DIV/0!
04.03.02 | SINAPI | 79460 | PINTURA EPOXI, DUAS DEMAOS , NA COR BRANCO NEVE, REF. SUVINIL OU EQUIV. TÉCNICO - PAREDE COZINHA | m² | 147.56 |  |  | 0 | 0 | 0 | 28.24% | 16.07% | 0 | 0 | 0 | #DIV/0!
04.03.03 | SINAPI | 88486 | PINTURA PVA DUAS DEMÃOS, NA COR BRANCO NEVE, REF. SUVINIL OU EQUIV. TÉCNICO - FORRO SALÃO | m² | 9 |  |  | 0 | 0 | 0 | 28.24% | 16.07% | 0 | 0 | 0 | #DIV/0!
04.03.04 | SINAPI | 79460 | PINTURA EPOXI, DUAS DEMAOS , NA COR BRANCO NEVE, REF. SUVINIL OU EQUIV. TÉCNICO - FORRO COZINHA | m² | 185.45 |  |  | 0 | 0 | 0 | 28.24% | 16.07% | 0 | 0 | 0 | #DIV/0!
TOTAL DO ITEM 04.03.00 | [14 empty] | 0 | #DIV/0!
05.00.00 | PISOS, RODAPES, SOLEIRA, PEITORIS E REVESTIMENTOS DE PAREDE
05.01.00 | SINAPI | 83735 | IMPERMEABILIZACAO DE SUPERFICIE COM CIMENTO IMPERMEABILIZANTE DE PEGA ULTRA RAPIDA, TRACO 1:1, E=0,5 CM | m² | 163.38 |  |  | 0 | 0 | 0 | 28.24% | 16.07% | 0 | 0 | 0 | #DIV/0!
05.01.01 | SINAPI | 0125 | PEITORIL EM GRANITO BRANCO QUARTZ POLIDO E=2CM LARGURA 15cm | m² | 0.25 |  |  | 0 | 0 | 0 | 28.24% | 16.07% | 0 | 0 | 0 | #DIV/0!
05.01.02 | COMPOSIÇÃO | 012 | RECUPERAÇÃO DE PEÇAS E PROTEÇÃO DO DECK COM DUAS DEMÃOS DE OSMOCOLOR STAIN TRANSPARENTE OU EQUIVALENTE TÉCNICO | m² | 68.4 |  |  | 0 | 0 | 0 | 28.24% | 16.07% | 0 | 0 | 0 | #DIV/0!
05.01.03 | SINAPI | 0125 | GRANITO CINZA POLIDO - MOP E TANQUE E=2CM LARGURA 15cm | m² | 0.8 |  |  | 0 | 0 | 0 | 28.24% | 16.07% | 0 | 0 | 0 | #DIV/0!
05.01.04 | SINAPI | 0183 | GRANITO PRETO SÃO GABRIEL POLIDO - PASSA-PRATO | m² | 2.3 |  |  | 0 | 0 | 0 | 28.24% | 16.07% | 0 | 0 | 0 | #DIV/0!
05.01.05 | COMPOSIÇÃO | 013 | CANTONEIRA EM PVC | ml | 44.2 |  |  | 0 | 0 | 0 | 28.24% | 16.07% | 0 | 0 | 0 | #DIV/0!
05.01.06 | SINAPI | 014 | REVESTIMENTO CERÂMICO PARA PAREDES INTERNAS COM PLACAS TIPO GRÊS OU SEMI-GRÊS DE DIMENSÕES 45X90 CM - REF. BAUHAUS, ELIANE OU EQUIVALENTE TECNICO - SALÕES | m² | 45.75 |  |  | 0 | 0 | 0 | 28.24% | 16.07% | 0 | 0 | 0 | #DIV/0!
05.01.07 | COMPOSIÇÃO | 015 | REVESTIMENTO CERÂMICO PARA PAREDES INTERNAS COM PLACAS TIPO GRÊS OU SEMI-GRÊS DE DIMENSÕES 30X90 CM - REF. DIAMANTE BRANCO ELIANE OU EQUIVALENTE TÉCNICO - COZINHA | m² | 248.99 |  |  | 0 | 0 | 0 | 28.24% | 16.07% | 0 | 0 | 0 | #DIV/0!
05.01.08 | COMPOSIÇÃO | 016 | REVESTIMENTO CERÂMICO PARA PISO COM PLACAS TIPO PORCELANATO DE DIMENSÕES 90X90 CM - REF. FLAT ACETINADO, ELIANE OU EQUIVALENTE TÉCNICO | m² | 343.31 |  |  | 0 | 0 | 0 | 28.24% | 16.07% | 0 | 0 | 0 | #DIV/0!
05.01.09 | COMPOSIÇÃO | 017 | REVESTIMENTO CERÂMICO PARA PISO COM PLACAS TIPO PORCELANATO DE DIMENSÕES 45X45 CM - REF. GRIFE GRIS ACETINADO, ELIANE OU EQUIVALENTE TÉCNICO | m² | 162.58 |  |  | 0 | 0 | 0 | 28.24% | 16.07% | 0 | 0 | 0 | #DIV/0!
05.01.10 | SINAPI | 73922/1 | PISO CIMENTADO (TRAÇO 1:3) ACABAMENTO ALISADO/VARRISO E=3,5CM | m² | 5.42 |  |  | 0 | 0 | 0 | 28.24% | 16.07% | 0 | 0 | 0 | #DIV/0!
05.01.11 | COMPOSIÇÃO | 018 | SOLEIRA EM GRANITO CINZA ABSOLUTO POLIDO E=2CM | m² | 0.88 |  |  | 0 | 0 | 0 | 28.24% | 16.07% | 0 | 0 | 0 | #DIV/0!
05.01.12 | COMPOSIÇÃO | 019 | RODAPÉ GRANITO PRETO SÃO GABRIEL POLIDO E=2CM | ml | 47.3 |  |  | 0 | 0 | 0 | 28.24% | 16.07% | 0 | 0 | 0 | #DIV/0!
05.01.13 | SINAPI | 88650 | RODAPÉ EM PORCELANATO GRIFE GRIS ACETINADO H=10CM REF. ELIANE OU EQUIVALENTE TÉCNICO | ml | 113.18 |  |  | 0 | 0 | 0 | 28.24% | 16.07% | 0 | 0 | 0 | #DIV/0!
Total do item 05.00.00 | [14 empty] | 0 | #DIV/0!
06.00.00 | INSTALAÇÕES ELÉTRICAS, TELEFONIA E LÓGICA
06.01.00 | COMPOSIÇÃO | 020 | Eletroduto F.G. à fogo médio Ø50mm (2”), com acessórios | m | 24 |  |  | 0 | 0 | 0 | 28.24% | 16.07% | 0 | 0 | 0 | #DIV/0!
06.01.01 | COMPOSIÇÃO | 021 | Condulete alumínio 2” c/ tampa | pç | 5 |  |  | 0 | 0 | 0 | 28.24% | 16.07% | 0 | 0 | 0 | #DIV/0!
06.01.02 | COMPOSIÇÃO | 022 | Saída lateral de eletrocalha p/ eletroduto Ø50mm | pç | 1 |  |  | 0 | 0 | 0 | 28.24% | 16.07% | 0 | 0 | 0 | #DIV/0!
06.01.03 | COMPOSIÇÃO | 023 | Cabo de cobre 16,0mm² - EPR 0,6/1,0kV | m | 25 |  |  | 0 | 0 | 0 | 28.24% | 16.07% | 0 | 0 | 0 | #DIV/0!
06.01.04 | COMPOSIÇÃO | 024 | Cabo de cobre 35,0mm² - EPR 0,6/1,0kV | m | 100 |  |  | 0 | 0 | 0 | 28.24% | 16.07% | 0 | 0 | 0 | #DIV/0!
06.01.05 | SINAPI | 74130/5 | Quadro Metálico de sobrepor c/ geral e barramentos, com capacidade de 150A, p/ fases, neutro e proteção, c/ espaço para até 100 disjuntores monopolares - conforme memorial descritivo | pç | 1 |  |  | 0 | 0 | 0 | 28.24% | 16.07% | 0 | 0 | 0 | #DIV/0!
06.01.06 | COMPOSIÇÃO | 025 | Disjuntor 3x100A - 10kA/240V - conforme memorial descritivo | pç | 1 |  |  | 0 | 0 | 0 | 28.24% | 16.07% | 0 | 0 | 0 | #DIV/0!
06.01.07 | COMPOSIÇÃO | 026 | Disjuntor 1x16A - curva "B" - conforme memorial descritivo | pç | 14 |  |  | 0 | 0 | 0 | 28.24% | 16.07% | 0 | 0 | 0 | #DIV/0!
06.01.08 | COMPOSIÇÃO | 027 | Disjuntor 1x20A - curva "C" - conforme memorial descritivo | pç | 5 |  |  | 0 | 0 | 0 | 28.24% | 16.07% | 0 | 0 | 0 | #DIV/0!
06.01.09 | COMPOSIÇÃO | 028 | Disjuntor 2x20A - curva "C" - conforme memorial descritivo | pç | 12 |  |  | 0 | 0 | 0 | 28.24% | 16.07% | 0 | 0 | 0 | #DIV/0!
06.01.10 | COMPOSIÇÃO | 029 | Disjuntor 2x25A - curva "C" - conforme memorial descritivo | pç | 4 |  |  | 0 | 0 | 0 | 28.24% | 16.07% | 0 | 0 | 0 | #DIV/0!
06.01.11 | COMPOSIÇÃO | 030 | Disjuntor 3x25A - curva "C" - conforme memorial descritivo | pç | 1 |  |  | 0 | 0 | 0 | 28.24% | 16.07% | 0 | 0 | 0 | #DIV/0!
06.01.12 | COMPOSIÇÃO | 031 | Disjuntor 3x32A - curva "C" - conforme memorial descritivo | pç | 1 |  |  | 0 | 0 | 0 | 28.24% | 16.07% | 0 | 0 | 0 | #DIV/0!
06.01.13 | COMPOSIÇÃO | 032 | Dispositivo DR 2x25A, 30mA - conforme memorial descritivo | pç | 1 |  |  | 0 | 0 | 0 | 28.24% | 16.07% | 0 | 0 | 0 | #DIV/0!
06.01.14 | COMPOSIÇÃO | 033 | Dispositivo DR 4x25A, 30mA - conforme memorial descritivo | pç | 2 |  |  | 0 | 0 | 0 | 28.24% | 16.07% | 0 | 0 | 0 | #DIV/0!
06.01.15 | COMPOSIÇÃO | 034 | Dispositivo DR 2x40A, 30mA - conforme memorial descritivo | pç | 1 |  |  | 0 | 0 | 0 | 28.24% | 16.07% | 0 | 0 | 0 | #DIV/0!
06.01.16 | COMPOSIÇÃO | 035 | Dispositivo DR 4x40A, 30mA - conforme memorial descritivo | pç | 1 |  |  | 0 | 0 | 0 | 28.24% | 16.07% | 0 | 0 | 0 | #DIV/0!
06.01.17 | COMPOSIÇÃO | 036 | Dispositivo DR 4x63A, 30mA - conforme memorial descritivo | pç | 1 |  |  | 0 | 0 | 0 | 28.24% | 16.07% | 0 | 0 | 0 | #DIV/0!
06.01.18 | COMPOSIÇÃO | 037 | Dispositivo de Proteção contra Surtos (DPS), monopolar - conforme memorial descritivo | pç | 4 |  |  | 0 | 0 | 0 | 28.24% | 16.07% | 0 | 0 | 0 | #DIV/0!
06.01.19 | COMPOSIÇÃO | 038 | Perfilado perfurado 38x38mm em barra de 6m, sem tampa | pç | 42 |  |  | 0 | 0 | 0 | 28.24% | 16.07% | 0 | 0 | 0 | #DIV/0!
06.01.20 | COMPOSIÇÃO | 039 | Flange p/ perfilado 38x38mm | pç | 3 |  |  | 0 | 0 | 0 | 28.24% | 16.07% | 0 | 0 | 0 | #DIV/0!
06.01.21 | COMPOSIÇÃO | 040 | Base para fixação de perfilado 38x38mm | pç | 33 |  |  | 0 | 0 | 0 | 28.24% | 16.07% | 0 | 0 | 0 | #DIV/0!
06.01.22 | COMPOSIÇÃO | 041 | Caixa de junção p/ perfilado 76x38mm | pç | 3 |  |  | 0 | 0 | 0 | 28.24% | 16.07% | 0 | 0 | 0 | #DIV/0!
06.01.23 | COMPOSIÇÃO | 042 | Saida lateral de perfilado para eletroduto Ø20mm | pç | 47 |  |  | 0 | 0 | 0 | 28.24% | 16.07% | 0 | 0 | 0 | #DIV/0!
06.01.24 | SINAPI | 95745 | Eletroduto F.G. à fogo médio Ø20mm (3/4”), com acessórios | m | 201 |  |  | 0 | 0 | 0 | 28.24% | 16.07% | 0 | 0 | 0 | #DIV/0!
06.01.25 | COMPOSIÇÃO | 043 | Condulete alumínio ¾” c/ tampa cega | pç | 17 |  |  | 0 | 0 | 0 | 28.24% | 16.07% | 0 | 0 | 0 | #DIV/0!
06.01.26 | COMPOSIÇÃO | 044 | Condulete alumínio ¾” s/ tampa | pç | 68 |  |  | 0 | 0 | 0 | 28.24% | 16.07% | 0 | 0 | 0 | #DIV/0!
06.01.27 | COMPOSIÇÃO | 045 | Tampa p/ condulete Ø3/4" c/ interruptor simples (conforme memorial descritivo) | pç | 5 |  |  | 0 | 0 | 0 | 28.24% | 16.07% | 0 | 0 | 0 | #DIV/0!
06.01.28 | COMPOSIÇÃO | 046 | Tampa p/ condulete Ø3/4" c/ interruptor duplo (conforme memorial descritivo) | pç | 3 |  |  | 0 | 0 | 0 | 28.24% | 16.07% | 0 | 0 | 0 | #DIV/0!
06.01.29 | COMPOSIÇÃO | 047 | Tampa p/ condulete Ø3/4" c/ interruptor hotel (conforme memorial descritivo) | pç | 2 |  |  | 0 | 0 | 0 | 28.24% | 16.07% | 0 | 0 | 0 | #DIV/0!
06.01.30 | COMPOSIÇÃO | 048 | Tampa p/ condulete Ø3/4"c/ uma tomada 2P+T (20 A/250V) (conforme memorial descritivo) | pç | 52 |  |  | 0 | 0 | 0 | 28.24% | 16.07% | 0 | 0 | 0 | #DIV/0!
06.01.31 | COMPOSIÇÃO | 049 | Tampa p/ condulete Ø3/4" com furo central | pç | 6 |  |  | 0 | 0 | 0 | 28.24% | 16.07% | 0 | 0 | 0 | #DIV/0!
06.01.32 | COMPOSIÇÃO | 050 | Caixa em alumínio fundido com dim. 100x100x45mm, com tampa de latão polido com uma tomada 2P+T (20A/250V), a ser instalada embutida no piso | pç | 14 |  |  | 0 | 0 | 0 | 28.24% | 16.07% | 0 | 0 | 0 | #DIV/0!
06.01.33 | COMPOSIÇÃO | 051 | Cabo de cobre 2,5mm² - Poliolefina 450/ 750V, com acessórios | m | 3500 |  |  | 0 | 0 | 0 | 28.24% | 16.07% | 0 | 0 | 0 | #DIV/0!
06.01.34 | COMPOSIÇÃO | 052 | Cabo de cobre 4,0mm² - Poliolefina 450/ 750V, com acessórios | m | 390 |  |  | 0 | 0 | 0 | 28.24% | 16.07% | 0 | 0 | 0 | #DIV/0!
06.01.35 | COMPOSIÇÃO | 053 | Cabo de cobre 6,0mm² - Poliolefina 450/ 750V, com acessórios | m | 100 |  |  | 0 | 0 | 0 | 28.24% | 16.07% | 0 | 0 | 0 | #DIV/0!
06.01.36 | COMPOSIÇÃO | 054 | Cabo múltiplo 3x1,0mm² - Poliolefina 450/ 750V, com acessórios | m | 220.5 |  |  | 0 | 0 | 0 | 28.24% | 16.07% | 0 | 0 | 0 | #DIV/0!
06.01.37 | COMPOSIÇÃO | 055 | Sistema de sustentação dos eletrodutos | un | 134 |  |  | 0 | 0 | 0 | 28.24% | 16.07% | 0 | 0 | 0 | #DIV/0!
06.01.38 | COMPOSIÇÃO | 056 | Sistema de sustentação dos perfilados | un | 168 |  |  | 0 | 0 | 0 | 28.24% | 16.07% | 0 | 0 | 0 | #DIV/0!
06.01.39 | SINAPI | 95746 | Eletroduto F.G. à fogo médio Ø25mm (1”), com acessórios | m | 162 |  |  | 0 | 0 | 0 | 28.24% | 16.07% | 0 | 0 | 0 | #DIV/0!
06.01.40 | COMPOSIÇÃO | 057 | Cabo UTP, 4 pares - categoria 5e tipo LSZH | pç | 400 |  |  | 0 | 0 | 0 | 28.24% | 16.07% | 0 | 0 | 0 | #DIV/0!
06.01.41 | COMPOSIÇÃO | 058 | Condulete alumínio 1” c/ tampa cega | pç | 34 |  |  | 0 | 0 | 0 | 28.24% | 16.07% | 0 | 0 | 0 | #DIV/0!
06.01.42 | COMPOSIÇÃO | 059 | Condulete alumínio 1” c/ tampa c/ furo central | pç | 5 |  |  | 0 | 0 | 0 | 28.24% | 16.07% | 0 | 0 | 0 | #DIV/0!
06.01.43 | COMPOSIÇÃO | 060 | Condulete alumínio 1" c/ duas tomadas RJ-45 (CAT 5e) | pç | 5 |  |  | 0 | 0 | 0 | 28.24% | 16.07% | 0 | 0 | 0 | #DIV/0!
06.01.44 | COMPOSIÇÃO | 061 | Caixa em alumínio fundido com dim. 100x100x45mm, com tampa de latão polido com uma tomada RJ-45 (CAT 5e), a ser instalada embutida no piso | pç | 4 |  |  | 0 | 0 | 0 | 28.24% | 16.07% | 0 | 0 | 0 | #DIV/0!
06.01.45 | COMPOSIÇÃO | 062 | Organizador de cabos horizontal | pç | 1 |  |  | 0 | 0 | 0 | 28.24% | 16.07% | 0 | 0 | 0 | #DIV/0!
06.01.46 | COMPOSIÇÃO | 063 | Patch Panel 24 portas CAT 5e (conforme memorial descritivo) | pç | 1 |  |  | 0 | 0 | 0 | 28.24% | 16.07% | 0 | 0 | 0 | #DIV/0!
06.01.47 | COMPOSIÇÃO | 064 | Rack 8 U (8 alturas úteis) (conforme memorial descritivo) | pç | 1 |  |  | 0 | 0 | 0 | 28.24% | 16.07% | 0 | 0 | 0 | #DIV/0!
06.01.48 | COMPOSIÇÃO | 065 | Certificação dos cabos UTP | un | 14 |  |  | 0 | 0 | 0 | 28.24% | 16.07% | 0 | 0 | 0 | #DIV/0!
06.01.49 | COMPOSIÇÃO | 066 | Sistema de identificação dos pontos de telecom | pç | 14 |  |  | 0 | 0 | 0 | 28.24% | 16.07% | 0 | 0 | 0 | #DIV/0!
06.01.50 | COMPOSIÇÃO | 067 | Sistema de sustentação dos eletrodutos | pç | 108 |  |  | 0 | 0 | 0 | 28.24% | 16.07% | 0 | 0 | 0 | #DIV/0!
Total do item 06.00.00 | [14 empty] | 0 | #DIV/0!
07.00.00 | INSTALAÇÕES HIDROSSANITÁRIAS
07.01.01 | SINAPI | 55835 | REATERRO INTERNO (EDIFICACOES) COMPACTADO MANUALMENTE | m³ | 60 |  |  | 0 | 0 | 0 | 28.24% | 16.07% | 0 | 0 | 0 | #DIV/0!
07.01.02 | SINAPI | 86908 | APARELHO MISTURADOR DE MESA PARA PIA DE COZINHA, PADRÃO MÉDIO - FORNEC IMENTO E INSTALAÇÃO. AF_12/2013 | unid | 5 |  |  | 0 | 0 | 0 | 28.24% | 16.07% | 0 | 0 | 0 | #DIV/0!
07.01.03 | SINAPI | 86910 | TORNEIRA CROMADA TUBO MÓVEL, DE PAREDE, 1/2" OU 3/4", PARA PIA DE COZI NHA, PADRÃO MÉDIO - FORNECIMENTO E INSTALAÇÃO. AF_12/2013 | unid | 7 |  |  | 0 | 0 | 0 | 28.24% | 16.07% | 0 | 0 | 0 | #DIV/0!
07.01.04 | SINAPI | 86914 | TORNEIRA CROMADA 1/2" OU 3/4" PARA TANQUE, PADRÃO MÉDIO - FORNECIMENTO E INSTALAÇÃO. AF_12/2013 | unid | 3 |  |  | 0 | 0 | 0 | 28.24% | 16.07% | 0 | 0 | 0 | #DIV/0!
07.01.05 | SINAPI | 91785 | (COMPOSIÇÃO REPRESENTATIVA) DO SERVIÇO DE INSTALAÇÃO DE TUBOS DE PVC, SOLDÁVEL, ÁGUA FRIA, DN 25 MM (INSTALADO EM RAMAL, SUB-RAMAL, RAMAL DE DISTRIBUIÇÃO OU PRUMADA), INCLUSIVE CONEXÕES, CORTES E FIXAÇÕES, PARA PRÉDIOS. AF_10/2015 | ml | 51 |  |  | 0 | 0 | 0 | 28.24% | 16.07% | 0 | 0 | 0 | #DIV/0!
07.01.06 | SINAPI | 91786 | (COMPOSIÇÃO REPRESENTATIVA) DO SERVIÇO DE INSTALAÇÃO TUBOS DE PVC, SOL DÁVEL, ÁGUA FRIA, DN 32 MM (INSTALADO EM RAMAL, SUB-RAMAL, RAMAL DE DI STRIBUIÇÃO OU PRUMADA), INCLUSIVE CONEXÕES, CORTES E FIXAÇÕES, PARA PR ÉDIOS. AF_10/2015 | ml | 27 |  |  | 0 | 0 | 0 | 28.24% | 16.07% | 0 | 0 | 0 | #DIV/0!
07.01.07 | SINAPI | 92694 | NIPLE, EM FERRO GALVANIZADO, CONEXÃO ROSQUEADA, DN 20 (3/4"), INSTALAD O EM RAMAIS E SUB-RAMAIS DE GÁS - FORNECIMENTO E INSTALAÇÃO. AF_12/201 5 | unid | 6 |  |  | 0 | 0 | 0 | 28.24% | 16.07% | 0 | 0 | 0 | #DIV/0!
07.01.08 | SINAPI | 92905 | UNIÃO, EM FERRO GALVANIZADO, CONEXÃO ROSQUEADA, DN 20 (3/4"), INSTALAD O EM RAMAIS E SUB-RAMAIS DE GÁS - FORNECIMENTO E INSTALAÇÃO. AF_12/201 5 | unid | 1 |  |  | 0 | 0 | 0 | 28.24% | 16.07% | 0 | 0 | 0 | #DIV/0!
07.01.09 | SINAPI | 93358 | ESCAVAÇÃO MANUAL DE VALAS. AF_03/2016 | m³ | 60 |  |  | 0 | 0 | 0 | 28.24% | 16.07% | 0 | 0 | 0 | #DIV/0!
07.01.10 | COMPOSIÇÃO | 068 | REALOCAÇÃO DE AQUECEDOR DE ÁGUA ELÉTRICO EXISTENTE | unid | 1 |  |  | 0 | 0 | 0 | 28.24% | 16.07% | 0 | 0 | 0 | #DIV/0!
07.01.11 | SINAPI | 94490 | REGISTRO DE ESFERA, PVC, SOLDÁVEL, DN 32 MM, INSTALADO EM RESERVAÇÃO DE ÁGUA DE EDIFICAÇÃO QUE POSSUA RESERVATÓRIO DE FIBRA/FIBROCIMENTO FORNECIMENTO E INSTALAÇÃO. AF_06/2016 | unid | 1 |  |  | 0 | 0 | 0 | 28.24% | 16.07% | 0 | 0 | 0 | #DIV/0!
07.01.12 | SINAPI | 95248 | VÁLVULA DE ESFERA BRUTA, BRONZE, ROSCÁVEL, 1/2 , INSTALADO EM RESERVA ÇÃO DE ÁGUA DE EDIFICAÇÃO QUE POSSUA RESERVATÓRIO DE FIBRA/FIBROCIMENT O - FORNECIMENTO E INSTALAÇÃO. AF_06/2016 | unid | 4 |  |  | 0 | 0 | 0 | 28.24% | 16.07% | 0 | 0 | 0 | #DIV/0!
07.01.13 | SINAPI | 95249 | VÁLVULA DE ESFERA BRUTA, BRONZE, ROSCÁVEL, 3/4'', INSTALADO EM RESERVA ÇÃO DE ÁGUA DE EDIFICAÇÃO QUE POSSUA RESERVATÓRIO DE FIBRA/FIBROCIMENT O - FORNECIMENTO E INSTALAÇÃO. AF_06/2016 | unid | 20 |  |  | 0 | 0 | 0 | 28.24% | 16.07% | 0 | 0 | 0 | #DIV/0!
07.01.14 | COMPOSIÇÃO | 069 | ABRAÇADEIRA TIPO "C" OU "U", COM BUCHAS DE NYLON 6mm E PARAFUSOS, FORNECIMENTO E INSTALAÇÃO. | unid | 36 |  |  | 0 | 0 | 0 | 28.24% | 16.07% | 0 | 0 | 0 | #DIV/0!
07.01.15 | COMPOSIÇÃO | 070 | CAIXA CILÍNDRICA DE INOX 150X300X75MM, TAMPA CEGA COM REFORÇO NERVURADO - FORNECIMENTO E INSTALAÇÃO. | unid | 10 |  |  | 0 | 0 | 0 | 28.24% | 16.07% | 0 | 0 | 0 | #DIV/0!
07.01.16 | COMPOSIÇÃO | 071 | CAIXA CILÍNDRICA DE INOX 250X400X100MM, TAMPA CEGA COM REFORÇO NERVURADO E CESTO PARA RETENÇÃO DE SÓLIDOS - FORNECIMENTO E INSTALAÇÃO. | unid | 3 |  |  | 0 | 0 | 0 | 28.24% | 16.07% | 0 | 0 | 0 | #DIV/0!
07.01.17 | COMPOSIÇÃO | 072 | HIDRÔMETRO COM PULSO MAGNÉTICO DN 25 (¾ ), 5,0 M³/H FORNECIMENTO E INSTALAÇÃO | unid | 1 |  |  | 0 | 0 | 0 | 28.24% | 16.07% | 0 | 0 | 0 | #DIV/0!
07.01.18 | COMPOSIÇÃO | 073 | RALO LINEAR, CORPO PVC, GRELHA EM INOX, 90 X 50MM COM SAÍDA DE 50 MM, JUNTA SOLDÁVEL, FORNECIDO E INSTALADO. | unid | 7 |  |  | 0 | 0 | 0 | 28.24% | 16.07% | 0 | 0 | 0 | #DIV/0!
07.01.19 | COMPOSIÇÃO | 074 | RALO SECO DE PVC COM TAMPA DE PVC, DN 150 X 150 X 75 MM, JUNTA SOLDÁVEL, FORNECIDO E INSTALADO. | unid | 2 |  |  | 0 | 0 | 0 | 28.24% | 16.07% | 0 | 0 | 0 | #DIV/0!
07.01.20 | COMPOSIÇÃO | 075 | RALO SIFONADO, CORPO EM PVC, GRELHA ROTATIVA EM INOX, DN 100 X 150 X 40 MM, JUNTA SOLDÁVEL, FORNECIDO E INSTALADO. | unid | 8 |  |  | 0 | 0 | 0 | 28.24% | 16.07% | 0 | 0 | 0 | #DIV/0!
07.01.21 | COMPOSIÇÃO | 076 | REGISTRO DE ESFERA BRUTA, BRONZE OU AÇO, ROSCÁVEL, 3/4'' COM ESPIGÃO PARA MANGUEIRA, REDE DE GÁS - FORNECIMENTO E INSTALAÇÃO. | unid | 6 |  |  | 0 | 0 | 0 | 28.24% | 16.07% | 0 | 0 | 0 | #DIV/0!
07.01.22 | COMPOSIÇÃO | 077 | SUPORTE CONFECCIONADO COM FITA METÁLICA PERFURADA (WALSYWA), CHUMBADOR E PARAFUSOS, FORNECIMENTO E INSTALAÇÃO. | unid | 45 |  |  | 0 | 0 | 0 | 28.24% | 16.07% | 0 | 0 | 0 | #DIV/0!
07.01.23 | COMPOSIÇÃO | 078 | TUBO FERRO FUNDIDO, ESGOTO, DN 100 MM, INCLUSIVE CONEXÕES, FORNECIDO E INSTALADO. | ml | 6 |  |  | 0 | 0 | 0 | 28.24% | 16.07% | 0 | 0 | 0 | #DIV/0!
07.01.24 | COMPOSIÇÃO | 079 | TUBO FERRO FUNDIDO, ESGOTO, DN 50 MM, INCLUSIVE CONEXÕES, FORNECIDO E INSTALADO. | ml | 9 |  |  | 0 | 0 | 0 | 28.24% | 16.07% | 0 | 0 | 0 | #DIV/0!
07.01.25 | COMPOSIÇÃO | 080 | TUBO FERRO GALVANIZADO, ÁGUA FRIA, Ø3/4", INCLUSIVE CONEXÕES, FORNECIDO E INSTALADO. | ml | 50 |  |  | 0 | 0 | 0 | 28.24% | 16.07% | 0 | 0 | 0 | #DIV/0!
07.01.26 | COMPOSIÇÃO | 081 | TUBO FERRO GALVANIZADO, GÁS, Ø3/4", INCLUSIVE CONEXÕES, FORNECIDO E INSTALADO. | ml | 30 |  |  | 0 | 0 | 0 | 28.24% | 16.07% | 0 | 0 | 0 | #DIV/0!
07.01.27 | COMPOSIÇÃO | 082 | TUBO PVC, SÉRIE R, ESGOTO, DN 40 MM, INCLUSIVE CONEXÕES, FORNECIDO E INSTALADO. | ml | 33 |  |  | 0 | 0 | 0 | 28.24% | 16.07% | 0 | 0 | 0 | #DIV/0!
07.01.28 | COMPOSIÇÃO | 083 | TUBO PVC, SÉRIE R, ESGOTO, DN 50 MM, INCLUSIVE CONEXÕES, FORNECIDO E INSTALADO. | ml | 96 |  |  | 0 | 0 | 0 | 28.24% | 16.07% | 0 | 0 | 0 | #DIV/0!
07.01.29 | COMPOSIÇÃO | 084 | TUBO PVC, SÉRIE R, ESGOTO, DN 75 MM, INCLUSIVE CONEXÕES, FORNECIDO E INSTALADO. | ml | 45 |  |  | 0 | 0 | 0 | 28.24% | 16.07% | 0 | 0 | 0 | #DIV/0!
07.01.30 | SINAPI | 89634 | TUBO, CPVC, SOLDÁVEL, DN 22MM, INSTALADO EM RAMAL DE DISTRIBUIÇÃO DE Á GUA INCL. CONEXÕES - FORNECIMENTO E INSTALAÇÃO | ml | 24 |  |  | 0 | 0 | 0 | 28.24% | 16.07% | 0 | 0 | 0 | #DIV/0!
07.01.31 | SINAPI | 86919 | TANQUE DE LOUÇA BRANCA COM COLUNA, 30L OU EQUIVALENTE, INCLUSO SIFÃO FLEXÍVEL EM PVC, VÁLVULA METÁLICA E TORNEIRA DE METAL CROMADO PADRÃO MÉDIO - FORNECIMENTO E INSTALAÇÃO. AF_12/2013 | unid | 1 |  |  | 0 | 0 | 0 | 28.24% | 16.07% | 0 | 0 | 0 | #DIV/0!
07.01.32 | SINAPI | 89635 | TUBO, CPVC, SOLDÁVEL, DN 28MM, INSTALADO EM RAMAL DE DISTRIBUIÇÃO DE Á GUA INCL. CONEXÕES - FORNECIMENTO E INSTALAÇÃO | ml | 6 |  |  | 0 | 0 | 0 | 28.24% | 16.07% | 0 | 0 | 0 | #DIV/0!
Total do item 07.00.00 | [14 empty] | 0 | #DIV/0!
08.00.00 | EQUIPAMENTOS E MOBILIÁRIO
08.01.01 | MERCADO |  | Mesa 2850X700X900 Com 02 Cubas 60X50X30 - em aço inox 304 - marca Rodriaço ou equivalente técnico. | un | 2 |  |  | 0 | 0 | 0 | 28.24% | 16.07% | 0 | 0 | 0 | #DIV/0!
08.01.02 | MERCADO |  | Mesa 2050X700X900 Com 01 Cuba 70X50X40 - em aço inox 304 - marca Rodriaço ou equivalente técnico. | un | 1 |  |  | 0 | 0 | 0 | 28.24% | 16.07% | 0 | 0 | 0 | #DIV/0!
08.01.03 | MERCADO |  | Mesa 2050X700X900 Com 02 Cubas 70X50X40 - em aço inox 304 - marca Rodriaço ou equivalente técnico. | un | 1 |  |  | 0 | 0 | 0 | 28.24% | 16.07% | 0 | 0 | 0 | #DIV/0!
08.01.04 | MERCADO |  | Mesa 1500X700X900 Lisa - em aço inox 304 - marca Rodriaço ou equivalente técnico. | un | 4 |  |  | 0 | 0 | 0 | 28.24% | 16.07% | 0 | 0 | 0 | #DIV/0!
08.01.05 | MERCADO |  | Mesa 1500X700X900 Com 02 Cubas 60X50X30 - em aço inox 304 - marca Rodriaço ou equivalente técnico. | un | 1 |  |  | 0 | 0 | 0 | 28.24% | 16.07% | 0 | 0 | 0 | #DIV/0!
08.01.06 | MERCADO |  | Mesa 1250X700X900 Lisa - em aço inox 304 - marca Rodriaço ou equivalente técnico. | un | 4 |  |  | 0 | 0 | 0 | 28.24% | 16.07% | 0 | 0 | 0 | #DIV/0!
08.01.07 | MERCADO |  | Mesa 700X700X500 Em Aço Inox C/ Gaveta - em aço inox 304 - marca Rodriaço ou equivalente técnico. | un | 1 |  |  | 0 | 0 | 0 | 28.24% | 16.07% | 0 | 0 | 0 | #DIV/0!
08.01.08 | MERCADO |  | Mesa Com 01 Cuba 50X40X20 - em aço inox 304 - marca Rodriaço ou equivalente técnico. | un | 2 |  |  | 0 | 0 | 0 | 28.24% | 16.07% | 0 | 0 | 0 | #DIV/0!
08.01.09 | MERCADO |  | Mesa 2050X600X900 Com 01 Funil Coletor - em aço inox 304 - marca Rodriaço ou equivalente técnico. | un | 1 |  |  | 0 | 0 | 0 | 28.24% | 16.07% | 0 | 0 | 0 | #DIV/0!
08.01.10 | MERCADO |  | Mesa 1500X600X900 Com 01 Funil Coletor - em aço inox 304 - marca Rodriaço ou equivalente técnico. | un | 2 |  |  | 0 | 0 | 0 | 28.24% | 16.07% | 0 | 0 | 0 | #DIV/0!
08.01.11 | MERCADO |  | Coifa Encosto - exaustão para lavadora de louça elétrico 220 v (2 fios+t) - marca Rodriaço ou equivalente técnico. | un | 1 |  |  | 0 | 0 | 0 | 28.24% | 16.07% | 0 | 0 | 0 | #DIV/0!
08.01.12 | MERCADO |  | Multiguiche 3 Módulos; 09 Nichos; 1430X600 - em aço inox 304 - marca Rodriaço ou equivalente técnico. | un | 2 |  |  | 0 | 0 | 0 | 28.24% | 16.07% | 0 | 0 | 0 | #DIV/0!
08.01.13 | MERCADO |  | Prateleira Aérea Inox Lisa 900X400 - em aço inox 304 - marca Rodriaço ou equivalente técnico. | un | 8 |  |  | 0 | 0 | 0 | 28.24% | 16.07% | 0 | 0 | 0 | #DIV/0!
08.01.14 | MERCADO |  | Mesa 1500X700X900 Com 01 Cuba 70X50X40 - em aço inox 304 - marca Rodriaço ou equivalente técnico. | un | 1 |  |  | 0 | 0 | 0 | 28.24% | 16.07% | 0 | 0 | 0 | #DIV/0!
08.01.15 | MERCADO |  | Estante Inox Perfurada - 04 planos - marca Rodriaço ou equivalente técnico. | un | 8 |  |  | 0 | 0 | 0 | 28.24% | 16.07% | 0 | 0 | 0 | #DIV/0!
08.01.16 | MERCADO |  | Estante Inox Lisa - 04 planos - marca Rodriaço ou equivalente técnico. | un | 14 |  |  | 0 | 0 | 0 | 28.24% | 16.07% | 0 | 0 | 0 | #DIV/0!
08.01.17 | MERCADO |  | Estrado Pvc - 2 ton/m² - marca Bolivar Plásticos ou equivalente técnico. | un | 9 |  |  | 0 | 0 | 0 | 28.24% | 16.07% | 0 | 0 | 0 | #DIV/0!
08.01.18 | MERCADO |  | Tanque Com Pés - em aço inox 304 - marca Rodriaço ou equivalente técnico. | un | 1 |  |  | 0 | 0 | 0 | 28.24% | 16.07% | 0 | 0 | 0 | #DIV/0!
08.01.19 | MERCADO |  | Pia De Assepsia - em aço inox 304 - marca Pa, Rodriaço, Faginox ou equivalente técnico. | un | 3 |  |  | 0 | 0 | 0 | 28.24% | 16.07% | 0 | 0 | 0 | #DIV/0!
08.01.20 | MERCADO |  | Catraca Mecânica Contadora - elétrico; 220v (2 fios+t) - marca Dimep ou equivalente técnico. | un | 4 |  |  | 0 | 0 | 0 | 28.24% | 16.07% | 0 | 0 | 0 | #DIV/0!
08.01.21 | MERCADO |  | Coletor De Lixo - 240 litros - marca Artplan ou equivalente técnico. | un | 3 |  |  | 0 | 0 | 0 | 28.24% | 16.07% | 0 | 0 | 0 | #DIV/0!
08.01.22 | MERCADO |  | Acesso Alternativo Para Pcd - com fechadura - marca Rodriaço ou equivalente técnico. | un | 2 |  |  | 0 | 0 | 0 | 28.24% | 16.07% | 0 | 0 | 0 | #DIV/0!
08.01.23 | MERCADO |  | Sistema de Exaustão - 2 coifas e ventilador centífugo, incluindo tubulação e montagem, conforme projeto | conj | 1 |  |  | 0 | 0 | 0 | 28.24% | 16.07% | 0 | 0 | 0 | #DIV/0!
08.01.24 | MERCADO |  | Recuperação de Coifa Centro Ilha Fogão - medindo 5500x1600x400 | un | 1 |  |  | 0 | 0 | 0 | 28.24% | 16.07% | 0 | 0 | 0 | #DIV/0!
08.01.25 | MERCADO |  | Prateleira Aérea Inox Gradeada 900X400 - em aço inox 304 - marca Rodriaço ou equivalente técnico. | un | 6 |  |  | 0 | 0 | 0 | 28.24% | 16.07% | 0 | 0 | 0 | #DIV/0!
08.01.26 | MERCADO |  | CONJUNTO DE TRÊS TOLDOS | conj | 1 |  |  | 0 | 0 | 0 | 28.24% | 16.07% | 0 | 0 | 0 | #DIV/0!
08.01.27 | SINAPI | 94231 | RUFO EM CHAPA DE AÇO GALVANIZADO NÚMERO 24, CORTE DE 25 CM, INCLUSO TRANSPORTE VERTICAL. AF_06/2016 - ACABAMENTO TOLDOS | m | 17 |  |  | 0 | 0 | 0 | 28.24% | 16.07% | 0 | 0 | 0 | #DIV/0!
Total do item 08.00.00 | [14 empty] | 0 | #DIV/0!
09.00.00 | COMPLEMENTAÇÃO DA OBRA
09.01.01 | SINAPI | 9537 | LIMPEZA FINAL DA OBRA | m² | 517.68 |  |  | 0 | 0 | 0 | 28.24% | 16.07% | 0 | 0 | 0 | #DIV/0!
09.01.02 | SINAPI | 72897 | CARGA MANUAL DE ENTULHO EM CAMINHAO BASCULANTE 6 M3 | m³ | 18 |  |  | 0 | 0 | 0 | 28.24% | 16.07% | 0 | 0 | 0 | #DIV/0!
09.01.03 | COMPOSIÇÃO | 002 | Projeto As Built | vb | 1 |  |  | 0 | 0 | 0 | 28.24% | 16.07% | 0 | 0 | 0 | #DIV/0!
Total do item 9.00.00 | [14 empty] | 0 | #DIV/0!
TOTAL GERAL | [14 empty] | 0 | #DIV/0!
PLANILHA ELABORADA COM BASE NO SISTEMA DE GERAÇÃO DE PREÇOS DO BANCO NACIONAL DE INSUMO SINAPI: Porto Alegre-RS - Ago/2015
Encargos Sociais: 84,66% (DESONERADA)
#REF!

## Cronograma PROPOSTA
CRONOGRAMA FÍSICO-FINANCEIRO
Cliente: CMPA
Obra : Reforma do Restaurante
Endereço: Av. Loureiro da Silva, 255
Área ( m² ): 517,68
ITEM | DESCRIÇÃO | Semana 1 | Semana 2 | Semana 3 | Semana 4 | Semana 5 | Semana 6 | Semana 7 | Semana 8 | Semana 9 | Semana 10 | Semana 11 | Semana 12 | TOTAL DA OBRA
01.00.00 | SERVIÇOS INICIAIS | 0 | 0 | 0 | 0 | 0 | 0 | 0 | 0 | 0 | 0 | 0 | 0 | 0
01.01.00 | SERVIÇOS TÉCNICOS | [12 empty] | 0
01.02.00 | INSTALAÇÕES PROVISÓRIAS | [12 empty] | 0
01.03.00 | DEMOLIÇÕES | [12 empty] | 0
02.00.00 | OBRA CIVIL | [12 empty] | 0
03.00.00 | ESQUADRIAS | [12 empty] | 0
04.00.00 | FORROS, ILUMINAÇÃO, SERRALHERIAS E PINTURAS | 0 | 0 | 0 | 0 | 0 | 0 | 0 | 0 | 0 | 0 | 0 | 0 | 0
04.01.00 | Forro e Iluminação | [12 empty] | 0
04.02.00 | Serralheria | [12 empty] | 0
04.03.00 | Pintura | [12 empty] | 0
05.00.00 | PISOS, RODAPES, SOLEIRA, PEITORIS E REVESTIMENTOS DE PAREDE | [12 empty] | 0
06.00.00 | INSTALAÇÕES ELÉTRICAS, TELEFONIA E LÓGICA | [12 empty] | 0
07.00.00 | INSTALAÇÕES HIDROSSANITÁRIAS | [12 empty] | 0
08.00.00 | EQUIPAMENTOS E MOBILIÁRIO | [12 empty] | 0
09.00.00 | COMPLEMENTAÇÃO DA OBRA | [12 empty] | 0
TOTAL GERAL |  | 0 | 0 | 0 | 0 | 0 | 0 | 0 | 0 | 0 | 0 | 0 | 0 | 0

## BDI SERVIÇOS PROPOSTA
Cliente: | CMPA | #REF! |  |  | Encargos Sociais: | 84.66%
Obra : | Reforma do Restaurante |  |  |  | BDI: | 0%
Endereço: | Av. Loureiro da Silva, 255 |  |  |  | BDI Diferenciado.:
Área ( m² ): | 517.68
COMPOSIÇÃO DO BDI
| I. | Fórmula adotada
BDI = ((1+ADM+S+RIS)*(1+DEF)*(1+LB))/(1-(IMP))-1
| II. | Parcelas constituintes da fórmula e respectivos valores
|  | Impostos: | IMP | 0%
|  | Administração Central: | ADM
|  | Despesas Financeiras: | DEF
|  | Seguros | S
|  | Riscos: | RIS
|  | Lucro Bruto: | LB
| III. | BDI - Benefícios e Despesas Indiretas
|  |  | BDI: | 0%
| IV. | Tributação (TRIB) - Memória de Cálculo
|  |  | ISS: | 0% | *
PIS:
COFINS:
CPRB:
|  |  | IMP: | 0%
| V. | Imposto sobre Serviços (ISS) - Memória de Cálculo
Alíquota (1):
|  |  | ISS: | 0%
* ISS apenas sobre mão de obra, conforme REPERCUSSÃO GERAL/STF: RE nº 603.497-RG, Relatora Min. Ellen Gracie, publicado no DJe de 07 de maio de 2010.
Onde:
IMP corresponde à parcela de impostos incidentes sobre o faturamento;
ADM corresponde à parcela de despesas administrativas (central);
DEF corresponde à parcela de despesas financeiras e seguros;
RIS corresponde à parcela de riscos e imprevistos;
LB corresponde à parcela de lucro bruto.
Obs.: A parcela relativa ao lucro não incorporará o repasse das incidências dos impostos IRPJ (Imposto de Renda da Pessoa Jurídica) e CSLL (Contribuição Social sobre o Lucro Líquido), visto que, conforme entendimento firmado pelo Tribunal de Contas da União (Acórdão TCU 1595/2006 - Plenário e Acórdão TCU 950/2007 - Plenário), são tributos personalíssimos, de ônus exclusivo da proponente, os quais não devem ser repassados ao Contratante.

## BDI MATERIAIS PROPOSTA
Cliente: | CMPA | #REF!
Obra : | Reforma do Restaurante
Endereço: | Av. Loureiro da Silva, 255 |  |  |  | BDI Diferenciado.: | 0%
Área ( m² ): | 517.68
COMPOSIÇÃO DO BDI
| I. | Fórmula adotada
BDI = ((1+ADM+S+RIS)*(1+DEF)*(1+LB))/(1-(IMP))-1
| II. | Parcelas constituintes da fórmula e respectivos valores
|  | Impostos: | IMP
|  | Administração Central: | ADM
|  | Despesas Financeiras: | DEF
|  | Seguros | S
|  | Riscos: | RIS
|  | Lucro Bruto: | LB
| III. | BDI - Benefícios e Despesas Indiretas
|  |  | BDI: | 0%
| IV. | Tributação (TRIB) - Memória de Cálculo
|  |  | ISS: | 0% | *
PIS:
COFINS:
|  |  | IMP: | 0%
| V. | Imposto sobre Serviços (ISS) - Memória de Cálculo
Alíquota (1):
|  |  | ISS: | 0%
* ISS apenas sobre mão de obra, conforme REPERCUSSÃO GERAL/STF: RE nº 603.497-RG, Relatora Min. Ellen Gracie, publicado no DJe de 07 de maio de 2010.
Onde:
IMP corresponde à parcela de impostos incidentes sobre o faturamento;
ADM corresponde à parcela de despesas administrativas (central);
DEF corresponde à parcela de despesas financeiras e seguros;
RIS corresponde à parcela de riscos e imprevistos;
LB corresponde à parcela de lucro bruto.
Obs.: A parcela relativa ao lucro não incorporará o repasse das incidências dos impostos IRPJ (Imposto de Renda da Pessoa Jurídica) e CSLL (Contribuição Social sobre o Lucro Líquido), visto que, conforme entendimento firmado pelo Tribunal de Contas da União (Acórdão TCU 1595/2006 - Plenário e Acórdão TCU 950/2007 - Plenário), são tributos personalíssimos, de ônus exclusivo da proponente, os quais não devem ser repassados ao Contratante.

## Plan1 (hidden)
[9 empty] | #REF! | #REF! | #REF! |  |  |  |  | #REF! | #REF! | #REF!
[9 empty] | #REF! | #REF! | #REF! |  |  |  |  | #REF! | #REF!
ITEM | REF | CÓDIGO | DESCRIÇÃO | UNIDADE | QUANTIDADE | CUSTO UNIT MAT | CUSTO UNIT MO | CUSTO TOTAL S/ BDI MAT+MO | CUSTO TOTAL C/ BDI MO | PREÇO TOTAL (R$) C/ BDI | % | 0 |  | QUANTIDADE | CUSTO TOTAL S/ BDI MAT+MO | CUSTO TOTAL C/ BDI MO | PREÇO TOTAL (R$) C/ BDI | %
#REF! | #REF! | #REF! | #REF! | #REF! | #REF! | #REF! | #REF! | #REF! | #REF! | #REF! | #REF! |  | #REF! | #REF! | #REF! | #REF! | #REF! | #REF! | #REF!
#REF! | #REF! | #REF! | #REF! | #REF! | #REF! | #REF! | #REF! | #REF! | #REF! | #REF! | #REF! |  | #REF! | #REF! | #REF! | #REF! | #REF! | #REF! | #REF!
#REF! | #REF! | #REF! | #REF! | #REF! | #REF! | #REF! | #REF! | #REF! | #REF! | #REF! | #REF! |  |  | #REF! | #REF! | #REF! | #REF! | #REF!
#REF! | #REF! | #REF! | #REF! | #REF! | #REF! | #REF! | #REF! | #REF! | #REF! | #REF! | #REF! |  |  | #REF! | #REF! | #REF! | #REF! | #REF!
#REF! | #REF! | #REF! | #REF! | #REF! | #REF! | #REF! | #REF! | #REF! | #REF! | #REF! | #REF! |  |  | #REF! | #REF! | #REF! | #REF! | #REF!
#REF! | #REF! | #REF! | #REF! | #REF! | #REF! | #REF! | #REF! | #REF! | #REF! | #REF! | #REF! |  |  | #REF! | #REF! | #REF! | #REF! | #REF!
#REF! | #REF! | #REF! | #REF! | #REF! | #REF! | #REF! | #REF! | #REF! | #REF! | #REF! | #REF! |  |  | #REF! | #REF! | #REF! | #REF! | #REF!
#REF! | #REF! | #REF! | #REF! | #REF! | #REF! | #REF! | #REF! | #REF! | #REF! | #REF! | #REF! |  |  | #REF! | #REF! | #REF! | #REF! | #REF!
#REF! | #REF! | #REF! | #REF! | #REF! | #REF! | #REF! | #REF! | #REF! | #REF! | #REF! | #REF! |  |  | #REF! | #REF! | #REF! | #REF! | #REF! | #REF!
#REF! | #REF! | #REF! | #REF! | #REF! | #REF! | #REF! | #REF! | #REF! | #REF! | #REF! | #REF! |  |  | #REF! | #REF! | #REF! | #REF! | #REF!
#REF! | #REF! | #REF! | #REF! | #REF! | #REF! | #REF! | #REF! | #REF! | #REF! | #REF! | #REF! |  |  | #REF! | #REF! | #REF! | #REF! | #REF!
#REF! | #REF! | #REF! | #REF! | #REF! | #REF! | #REF! | #REF! | #REF! | #REF! | #REF! | #REF! |  |  | #REF! | #REF! | #REF! | #REF! | #REF!
#REF! | #REF! | #REF! | #REF! | #REF! | #REF! | #REF! | #REF! | #REF! | #REF! | #REF! | #REF! |  |  | #REF! | #REF! | #REF! | #REF! | #REF!
#REF! | #REF! | #REF! | #REF! | #REF! | #REF! | #REF! | #REF! | #REF! | #REF! | #REF! | #REF! |  |  | #REF! | #REF! | #REF! | #REF! | #REF!
#REF! | #REF! | #REF! | #REF! | #REF! | #REF! | #REF! | #REF! | #REF! | #REF! | #REF! | #REF! |  |  | #REF! | #REF! | #REF! | #REF! | #REF!
#REF! | #REF! | #REF! | #REF! | #REF! | #REF! | #REF! | #REF! | #REF! | #REF! | #REF! | #REF! |  |  | #REF! | #REF! | #REF! | #REF! | #REF! | #REF!
#REF! | #REF! | #REF! | #REF! | #REF! | #REF! | #REF! | #REF! | #REF! | #REF! | #REF! | #REF! |  |  | #REF! | #REF! | #REF! | #REF! | #REF!
#REF! | #REF! | #REF! | #REF! | #REF! | #REF! | #REF! | #REF! | #REF! | #REF! | #REF! | #REF! |  |  | #REF! | #REF! | #REF! | #REF! | #REF!
#REF! | #REF! | #REF! | #REF! | #REF! | #REF! | #REF! | #REF! | #REF! | #REF! | #REF! | #REF! |  |  | #REF! | #REF! | #REF! | #REF! | #REF!
#REF! | #REF! | #REF! | #REF! | #REF! | #REF! | #REF! | #REF! | #REF! | #REF! | #REF! | #REF! |  |  | #REF! | #REF! | #REF! | #REF! | #REF!
#REF! | #REF! | #REF! | #REF! | #REF! | #REF! | #REF! | #REF! | #REF! | #REF! | #REF! | #REF! |  |  | #REF! | #REF! | #REF! | #REF! | #REF!
#REF! | #REF! | #REF! | #REF! | #REF! | #REF! | #REF! | #REF! | #REF! | #REF! | #REF! | #REF! |  |  | #REF! | #REF! | #REF! | #REF! | #REF!
#REF! | #REF! | #REF! | #REF! | #REF! | #REF! | #REF! | #REF! | #REF! | #REF! | #REF! | #REF! |  |  | #REF! | #REF! | #REF! | #REF! | #REF! | #REF!
#REF! | #REF! | #REF! | #REF! | #REF! | #REF! | #REF! | #REF! | #REF! | #REF! | #REF! | #REF! |  |  | #REF! | #REF! | #REF! | #REF! | #REF! | #REF!
#REF! | #REF! | #REF! | #REF! | #REF! | #REF! | #REF! | #REF! | #REF! | #REF! | #REF! | #REF! |  |  | #REF! | #REF! | #REF! | #REF! | #REF! | #REF!
#REF! | #REF! | #REF! | #REF! | #REF! | #REF! | #REF! | #REF! | #REF! | #REF! | #REF! | #REF! |  |  | #REF! | #REF! | #REF! | #REF! | #REF! | #REF!
#REF! | #REF! | #REF! | #REF! | #REF! | #REF! | #REF! | #REF! | #REF! | #REF! | #REF! | #REF! |  |  | #REF! | #REF! | #REF! | #REF! | #REF! | #REF!
#REF! | #REF! | #REF! | #REF! | #REF! | #REF! | #REF! | #REF! | #REF! | #REF! | #REF! | #REF! |  |  | #REF! | #REF! | #REF! | #REF! | #REF! | #REF!
#REF! | #REF! | #REF! | #REF! | #REF! | #REF! | #REF! | #REF! | #REF! | #REF! | #REF! | #REF! |  |  | #REF! | #REF! | #REF! | #REF! | #REF! | #REF!
#REF! | #REF! | #REF! | #REF! | #REF! | #REF! | #REF! | #REF! | #REF! | #REF! | #REF! | #REF! |  |  | #REF! | #REF! | #REF! | #REF! | #REF! | #REF!
#REF! | #REF! | #REF! | #REF! | #REF! | #REF! | #REF! | #REF! | #REF! | #REF! | #REF! | #REF! |  |  | #REF! | #REF! | #REF! | #REF! | #REF! | #REF!
#REF! | #REF! | #REF! | #REF! | #REF! | #REF! | #REF! | #REF! | #REF! | #REF! | #REF! | #REF! |  |  | #REF! | #REF! | #REF! | #REF! | #REF! | #REF!
#REF! | #REF! | #REF! | #REF! | #REF! | #REF! | #REF! | #REF! | #REF! | #REF! | #REF! | #REF! |  |  | #REF! | #REF! | #REF! | #REF! | #REF! | #REF!
#REF! | #REF! | #REF! | #REF! | #REF! | #REF! | #REF! | #REF! | #REF! | #REF! | #REF! | #REF! |  |  | #REF! | #REF! | #REF! | #REF! | #REF! | #REF!
#REF! | #REF! | #REF! | #REF! | #REF! | #REF! | #REF! | #REF! | #REF! | #REF! | #REF! | #REF! |  |  | #REF! | #REF! | #REF! | #REF! | #REF! | #REF!
#REF! | #REF! | #REF! | #REF! | #REF! | #REF! | #REF! | #REF! | #REF! | #REF! | #REF! | #REF! |  |  | #REF! | #REF! | #REF! | #REF! | #REF! | #REF!
#REF! | #REF! | #REF! | #REF! | #REF! | #REF! | #REF! | #REF! | #REF! | #REF! | #REF! | #REF! |  |  | #REF! | #REF! | #REF! | #REF! | #REF! | #REF!
#REF! | #REF! | #REF! | #REF! | #REF! | #REF! | #REF! | #REF! | #REF! | #REF! | #REF! | #REF! |  |  | #REF! | #REF! | #REF! | #REF! | #REF! | #REF!
#REF! | #REF! | #REF! | #REF! | #REF! | #REF! | #REF! | #REF! | #REF! | #REF! | #REF! | #REF! |  |  | #REF! | #REF! | #REF! | #REF! | #REF! | #REF!
#REF! | #REF! | #REF! | #REF! | #REF! | #REF! | #REF! | #REF! | #REF! | #REF! | #REF! | #REF! |  |  | #REF! | #REF! | #REF! | #REF! | #REF!
#REF! | #REF! | #REF! | #REF! | #REF! | #REF! | #REF! | #REF! | #REF! | #REF! | #REF! | #REF! |  |  | #REF! | #REF! | #REF! | #REF! | #REF!
#REF! | #REF! | #REF! | #REF! | #REF! | #REF! | #REF! | #REF! | #REF! | #REF! | #REF! | #REF! |  |  | #REF! | #REF! | #REF! | #REF! | #REF!
#REF! | #REF! | #REF! | #REF! | #REF! | #REF! | #REF! | #REF! | #REF! | #REF! | #REF! | #REF! |  |  | #REF! | #REF! | #REF! | #REF! | #REF!
01.02.03 | SINAPI | 73847/001 | ALUGUEL CONTAINER/ESCRIT INCL INST ELET LARG=2,20 COMP=6,20M ALT=2,50M CHAPA ACO C/NERV TRAPEZ FORRO C/ISOL TERMO/ACUSTICO CHASSIS REFORC PISO COMPENS NAVAL EXC TRANSP/CARGA/DESCARGA | mês | 3 | 396.48 | 0 | 1189.44 | 0 | 1380.58 | 0.1749% |  |  | #REF! | #REF! | #REF! | #REF! | #REF! | #REF!
01.02.05 | COMPOSIÇÃO | 04 | ALUGUEL CONTAINER/SANIT C/4 VASOS/1 LAVAT/1 MIC/4 CHUV LARG= 2,20M COMPR=6,20M ALT=2,50M CHAPAS ACO C/NERV TRAPEZ FORRO C/ ISOL TERMO-ACUST CHASSIS REFORC PISO COMPENS NAVAL INCL INST RA ELETR/HIDRO-SANIT EXCL TRANSP/CARGA/DESCARGA | mês | 3 | 599.08 | 0 | 1797.24 | 0 | 2086.05 | 0.2642% |  |  | 3 | 599.08 | 0 | 2086.05 | 0.2642% | #REF!
#REF! | #REF! | #REF! | #REF! | #REF! | #REF! | #REF! | #REF! | #REF! | #REF! | #REF! | #REF! |  |  | #REF! | #REF! | #REF! | #REF! | #REF! | #REF!
01.01.03 | MERCADO | CREA-RS | Anotação de Responsabilidade Técnica do CREA | unid | 1 | 214.82 | 0 | 214.82 | 0 | 249.34 | 0.03158% |  |  | #REF! | #REF! | #REF! | #REF! | #REF! | #REF!
#REF! | #REF! | #REF! | #REF! | #REF! | #REF! | #REF! | #REF! | #REF! | #REF! | #REF! | #REF! |  |  | #REF! | #REF! | #REF! | #REF! | #REF! | #REF!
#REF! | #REF! | #REF! | #REF! | #REF! | #REF! | #REF! | #REF! | #REF! | #REF! | #REF! | #REF! |  |  | #REF! | #REF! | #REF! | #REF! | #REF!
#REF! | #REF! | #REF! | #REF! | #REF! | #REF! | #REF! | #REF! | #REF! | #REF! | #REF! | #REF! |  |  | #REF! | #REF! | #REF! | #REF! | #REF!
#REF! | #REF! | #REF! | #REF! | #REF! | #REF! | #REF! | #REF! | #REF! | #REF! | #REF! | #REF! |  |  | #REF! | #REF! | #REF! | #REF! | #REF! | #REF!
#REF! | #REF! | #REF! | #REF! | #REF! | #REF! | #REF! | #REF! | #REF! | #REF! | #REF! | #REF! |  |  | #REF! | #REF! | #REF! | #REF! | #REF!
#REF! | #REF! | #REF! | #REF! | #REF! | #REF! | #REF! | #REF! | #REF! | #REF! | #REF! | #REF! |  |  | #REF! | #REF! | #REF! | #REF! | #REF!
#REF! | #REF! | #REF! | #REF! | #REF! | #REF! | #REF! | #REF! | #REF! | #REF! | #REF! | #REF! |  |  | #REF! | #REF! | #REF! | #REF! | #REF!
#REF! | #REF! | #REF! | #REF! | #REF! | #REF! | #REF! | #REF! | #REF! | #REF! | #REF! | #REF! |  |  | #REF! | #REF! | #REF! | #REF! | #REF!
#REF! | #REF! | #REF! | #REF! | #REF! | #REF! | #REF! | #REF! | #REF! | #REF! | #REF! | #REF! |  |  | #REF! | #REF! | #REF! | #REF! | #REF!
#REF! | #REF! | #REF! | #REF! | #REF! | #REF! | #REF! | #REF! | #REF! | #REF! | #REF! | #REF! |  |  | #REF! | #REF! | #REF! | #REF! | #REF!
#REF! | #REF! | #REF! | #REF! | #REF! | #REF! | #REF! | #REF! | #REF! | #REF! | #REF! | #REF! |  |  | #REF! | #REF! | #REF! | #REF! | #REF! | #REF!
#REF! | #REF! | #REF! | #REF! | #REF! | #REF! | #REF! | #REF! | #REF! | #REF! | #REF! | #REF! |  |  | #REF! | #REF! | #REF! | #REF! | #REF! | #REF!
#REF! | #REF! | #REF! | #REF! | #REF! | #REF! | #REF! | #REF! | #REF! | #REF! | #REF! | #REF! |  |  | #REF! | #REF! | #REF! | #REF! | #REF! | #REF!
#REF! | #REF! | #REF! | #REF! | #REF! | #REF! | #REF! | #REF! | #REF! | #REF! | #REF! | #REF! |  |  | #REF! | #REF! | #REF! | #REF! | #REF! | #REF!
#REF! | #REF! | #REF! | #REF! | #REF! | #REF! | #REF! | #REF! | #REF! | #REF! | #REF! | #REF! |  |  | #REF! | #REF! | #REF! | #REF! | #REF! | #REF!
#REF! | #REF! | #REF! | #REF! | #REF! | #REF! | #REF! | #REF! | #REF! | #REF! | #REF! | #REF! |  |  | #REF! | #REF! | #REF! | #REF! | #REF! | #REF!
#REF! | #REF! | #REF! | #REF! | #REF! | #REF! | #REF! | #REF! | #REF! | #REF! | #REF! | #REF! |  |  | #REF! | #REF! | #REF! | #REF! | #REF!
#REF! | #REF! | #REF! | #REF! | #REF! | #REF! | #REF! | #REF! | #REF! | #REF! | #REF! | #REF! |  |  | #REF! | #REF! | #REF! | #REF! | #REF!
#REF! | #REF! | #REF! | #REF! | #REF! | #REF! | #REF! | #REF! | #REF! | #REF! | #REF! | #REF! |  |  | #REF! | #REF! | #REF! | #REF! | #REF!
#REF! | #REF! | #REF! | #REF! | #REF! | #REF! | #REF! | #REF! | #REF! | #REF! | #REF! | #REF! |  |  | #REF! | #REF! | #REF! | #REF! | #REF!
#REF! | #REF! | #REF! | #REF! | #REF! | #REF! | #REF! | #REF! | #REF! | #REF! | #REF! | #REF! |  |  | #REF! | #REF! | #REF! | #REF! | #REF!
#REF! | #REF! | #REF! | #REF! | #REF! | #REF! | #REF! | #REF! | #REF! | #REF! | #REF! | #REF! |  |  | #REF! | #REF! | #REF! | #REF! | #REF!
#REF! | #REF! | #REF! | #REF! | #REF! | #REF! | #REF! | #REF! | #REF! | #REF! | #REF! | #REF! |  |  | #REF! | #REF! | #REF! | #REF! | #REF!
#REF! | #REF! | #REF! | #REF! | #REF! | #REF! | #REF! | #REF! | #REF! | #REF! | #REF! | #REF! |  |  | #REF! | #REF! | #REF! | #REF! | #REF!
#REF! | #REF! | #REF! | #REF! | #REF! | #REF! | #REF! | #REF! | #REF! | #REF! | #REF! | #REF! |  |  | #REF! | #REF! | #REF! | #REF! | #REF!
#REF! | #REF! | #REF! | #REF! | #REF! | #REF! | #REF! | #REF! | #REF! | #REF! | #REF! | #REF! |  |  | #REF! | #REF! | #REF! | #REF! | #REF!
#REF! | #REF! | #REF! | #REF! | #REF! | #REF! | #REF! | #REF! | #REF! | #REF! | #REF! | #REF! |  |  | #REF! | #REF! | #REF! | #REF! | #REF!
#REF! | #REF! | #REF! | #REF! | #REF! | #REF! | #REF! | #REF! | #REF! | #REF! | #REF! | #REF! |  |  | #REF! | #REF! | #REF! | #REF! | #REF!
#REF! | #REF! | #REF! | #REF! | #REF! | #REF! | #REF! | #REF! | #REF! | #REF! | #REF! | #REF! |  |  | #REF! | #REF! | #REF! | #REF! | #REF!
#REF! | #REF! | #REF! | #REF! | #REF! | #REF! | #REF! | #REF! | #REF! | #REF! | #REF! | #REF! |  |  | #REF! | #REF! | #REF! | #REF! | #REF!
#REF! | #REF! | #REF! | #REF! | #REF! | #REF! | #REF! | #REF! | #REF! | #REF! | #REF! | #REF! |  |  | #REF! | #REF! | #REF! | #REF! | #REF! | #REF!
#REF! | #REF! | #REF! | #REF! | #REF! | #REF! | #REF! | #REF! | #REF! | #REF! | #REF! | #REF! |  |  | #REF! | #REF! | #REF! | #REF! | #REF! | #REF!
#REF! | #REF! | #REF! | #REF! | #REF! | #REF! | #REF! | #REF! | #REF! | #REF! | #REF! | #REF! |  |  | #REF! | #REF! | #REF! | #REF! | #REF! | #REF!
#REF! | #REF! | #REF! | #REF! | #REF! | #REF! | #REF! | #REF! | #REF! | #REF! | #REF! | #REF! |  |  | #REF! | #REF! | #REF! | #REF! | #REF! | #REF!
#REF! | #REF! | #REF! | #REF! | #REF! | #REF! | #REF! | #REF! | #REF! | #REF! | #REF! | #REF! |  |  | #REF! | #REF! | #REF! | #REF! | #REF! | #REF!
#REF! | #REF! | #REF! | #REF! | #REF! | #REF! | #REF! | #REF! | #REF! | #REF! | #REF! | #REF! |  |  | #REF! | #REF! | #REF! | #REF! | #REF! | #REF!
#REF! | #REF! | #REF! | #REF! | #REF! | #REF! | #REF! | #REF! | #REF! | #REF! | #REF! | #REF! |  |  | #REF! | #REF! | #REF! | #REF! | #REF! | #REF!
#REF! | #REF! | #REF! | #REF! | #REF! | #REF! | #REF! | #REF! | #REF! | #REF! | #REF! | #REF! |  |  | #REF! | #REF! | #REF! | #REF! | #REF! | #REF!
#REF! | #REF! | #REF! | #REF! | #REF! | #REF! | #REF! | #REF! | #REF! | #REF! | #REF! | #REF! |  |  | #REF! | #REF! | #REF! | #REF! | #REF! | #REF!
#REF! | #REF! | #REF! | #REF! | #REF! | #REF! | #REF! | #REF! | #REF! | #REF! | #REF! | #REF! |  |  | #REF! | #REF! | #REF! | #REF! | #REF!
#REF! | #REF! | #REF! | #REF! | #REF! | #REF! | #REF! | #REF! | #REF! | #REF! | #REF! | #REF! |  |  | #REF! | #REF! | #REF! | #REF! | #REF!
#REF! | #REF! | #REF! | #REF! | #REF! | #REF! | #REF! | #REF! | #REF! | #REF! | #REF! | #REF! |  |  | #REF! | #REF! | #REF! | #REF! | #REF!
#REF! | #REF! | #REF! | #REF! | #REF! | #REF! | #REF! | #REF! | #REF! | #REF! | #REF! | #REF! |  |  | #REF! | #REF! | #REF! | #REF! | #REF!
#REF! | #REF! | #REF! | #REF! | #REF! | #REF! | #REF! | #REF! | #REF! | #REF! | #REF! | #REF! |  |  | #REF! | #REF! | #REF! | #REF! | #REF!
#REF! | #REF! | #REF! | #REF! | #REF! | #REF! | #REF! | #REF! | #REF! | #REF! | #REF! | #REF! |  |  | #REF! | #REF! | #REF! | #REF! | #REF!
#REF! | #REF! | #REF! | #REF! | #REF! | #REF! | #REF! | #REF! | #REF! | #REF! | #REF! | #REF! |  |  | #REF! | #REF! | #REF! | #REF! | #REF!
#REF! | #REF! | #REF! | #REF! | #REF! | #REF! | #REF! | #REF! | #REF! | #REF! | #REF! | #REF! |  |  | #REF! | #REF! | #REF! | #REF! | #REF!
#REF! | #REF! | #REF! | #REF! | #REF! | #REF! | #REF! | #REF! | #REF! | #REF! | #REF! | #REF! |  |  | #REF! | #REF! | #REF! | #REF! | #REF!
#REF! | #REF! | #REF! | #REF! | #REF! | #REF! | #REF! | #REF! | #REF! | #REF! | #REF! | #REF! |  |  | #REF! | #REF! | #REF! | #REF! | #REF!
#REF! | #REF! | #REF! | #REF! | #REF! | #REF! | #REF! | #REF! | #REF! | #REF! | #REF! | #REF! |  |  | #REF! | #REF! | #REF! | #REF! | #REF!
#REF! | #REF! | #REF! | #REF! | #REF! | #REF! | #REF! | #REF! | #REF! | #REF! | #REF! | #REF! |  |  | #REF! | #REF! | #REF! | #REF! | #REF!
#REF! | #REF! | #REF! | #REF! | #REF! | #REF! | #REF! | #REF! | #REF! | #REF! | #REF! | #REF! |  |  | #REF! | #REF! | #REF! | #REF! | #REF!
#REF! | #REF! | #REF! | #REF! | #REF! | #REF! | #REF! | #REF! | #REF! | #REF! | #REF! | #REF! |  |  | #REF! | #REF! | #REF! | #REF! | #REF!
#REF! | #REF! | #REF! | #REF! | #REF! | #REF! | #REF! | #REF! | #REF! | #REF! | #REF! | #REF! |  |  | #REF! | #REF! | #REF! | #REF! | #REF! | #REF!
#REF! | #REF! | #REF! | #REF! | #REF! | #REF! | #REF! | #REF! | #REF! | #REF! | #REF! | #REF! |  |  | #REF! | #REF! | #REF! | #REF! | #REF! | #REF!
#REF! | #REF! | #REF! | #REF! | #REF! | #REF! | #REF! | #REF! | #REF! | #REF! | #REF! | #REF! |  |  | #REF! | #REF! | #REF! | #REF! | #REF! | #REF!
#REF! | #REF! | #REF! | #REF! | #REF! | #REF! | #REF! | #REF! | #REF! | #REF! | #REF! | #REF! |  |  | #REF! | #REF! | #REF! | #REF! | #REF! | #REF!
#REF! | #REF! | #REF! | #REF! | #REF! | #REF! | #REF! | #REF! | #REF! | #REF! | #REF! | #REF! |  |  | #REF! | #REF! | #REF! | #REF! | #REF! | #REF!
#REF! | #REF! | #REF! | #REF! | #REF! | #REF! | #REF! | #REF! | #REF! | #REF! | #REF! | #REF! |  |  | #REF! | #REF! | #REF! | #REF! | #REF! | #REF!
#REF! | #REF! | #REF! | #REF! | #REF! | #REF! | #REF! | #REF! | #REF! | #REF! | #REF! | #REF! |  |  | #REF! | #REF! | #REF! | #REF! | #REF! | #REF!
#REF! | #REF! | #REF! | #REF! | #REF! | #REF! | #REF! | #REF! | #REF! | #REF! | #REF! | #REF! |  |  | #REF! | #REF! | #REF! | #REF! | #REF! | #REF!
#REF! | #REF! | #REF! | #REF! | #REF! | #REF! | #REF! | #REF! | #REF! | #REF! | #REF! | #REF! |  |  | #REF! | #REF! | #REF! | #REF! | #REF!
#REF! | #REF! | #REF! | #REF! | #REF! | #REF! | #REF! | #REF! | #REF! | #REF! | #REF! | #REF! |  |  | #REF! | #REF! | #REF! | #REF! | #REF!
#REF! | #REF! | #REF! | #REF! | #REF! | #REF! | #REF! | #REF! | #REF! | #REF! | #REF! | #REF! |  |  | #REF! | #REF! | #REF! | #REF! | #REF!
#REF! | #REF! | #REF! | #REF! | #REF! | #REF! | #REF! | #REF! | #REF! | #REF! | #REF! | #REF! |  |  | #REF! | #REF! | #REF! | #REF! | #REF!
#REF! | #REF! | #REF! | #REF! | #REF! | #REF! | #REF! | #REF! | #REF! | #REF! | #REF! | #REF! |  |  | #REF! | #REF! | #REF! | #REF! | #REF!
#REF! | #REF! | #REF! | #REF! | #REF! | #REF! | #REF! | #REF! | #REF! | #REF! | #REF! | #REF! |  |  | #REF! | #REF! | #REF! | #REF! | #REF!
#REF! | #REF! | #REF! | #REF! | #REF! | #REF! | #REF! | #REF! | #REF! | #REF! | #REF! | #REF! |  |  | #REF! | #REF! | #REF! | #REF! | #REF!
#REF! | #REF! | #REF! | #REF! | #REF! | #REF! | #REF! | #REF! | #REF! | #REF! | #REF! | #REF! |  |  | #REF! | #REF! | #REF! | #REF! | #REF!
#REF! | #REF! | #REF! | #REF! | #REF! | #REF! | #REF! | #REF! | #REF! | #REF! | #REF! | #REF! |  |  | #REF! | #REF! | #REF! | #REF! | #REF! | #REF!
#REF! | #REF! | #REF! | #REF! | #REF! | #REF! | #REF! | #REF! | #REF! | #REF! | #REF! | #REF! |  |  | #REF! | #REF! | #REF! | #REF! | #REF! | #REF!
#REF! | #REF! | #REF! | #REF! | #REF! | #REF! | #REF! | #REF! | #REF! | #REF! | #REF! | #REF! |  |  | #REF! | #REF! | #REF! | #REF! | #REF!
#REF! | #REF! | #REF! | #REF! | #REF! | #REF! | #REF! | #REF! | #REF! | #REF! | #REF! | #REF! |  |  | #REF! | #REF! | #REF! | #REF! | #REF!
#REF! | #REF! | #REF! | #REF! | #REF! | #REF! | #REF! | #REF! | #REF! | #REF! | #REF! | #REF! |  |  | #REF! | #REF! | #REF! | #REF! | #REF! | #REF!
#REF! | #REF! | #REF! | #REF! | #REF! | #REF! | #REF! | #REF! | #REF! | #REF! | #REF! | #REF! |  |  | #REF! | #REF! | #REF! | #REF! | #REF!
#REF! | #REF! | #REF! | #REF! | #REF! | #REF! | #REF! | #REF! | #REF! | #REF! | #REF! | #REF! |  |  | #REF! | #REF! | #REF! | #REF! | #REF!
#REF! | #REF! | #REF! | #REF! | #REF! | #REF! | #REF! | #REF! | #REF! | #REF! | #REF! | #REF! |  |  | #REF! | #REF! | #REF! | #REF! | #REF!
#REF! | #REF! | #REF! | #REF! | #REF! | #REF! | #REF! | #REF! | #REF! | #REF! | #REF! | #REF! |  |  | #REF! | #REF! | #REF! | #REF! | #REF! | #REF!
#REF! | #REF! | #REF! | #REF! | #REF! | #REF! | #REF! | #REF! | #REF! | #REF! | #REF! | #REF! |  |  | #REF! | #REF! | #REF! | #REF! | #REF! | #REF!
#REF! | #REF! | #REF! | #REF! | #REF! | #REF! | #REF! | #REF! | #REF! | #REF! | #REF! | #REF! |  |  | #REF! | #REF! | #REF! | #REF! | #REF! | #REF!
#REF! | #REF! | #REF! | #REF! | #REF! | #REF! | #REF! | #REF! | #REF! | #REF! | #REF! | #REF! |  |  | #REF! | #REF! | #REF! | #REF! | #REF! | #REF!
#REF! | #REF! | #REF! | #REF! | #REF! | #REF! | #REF! | #REF! | #REF! | #REF! | #REF! | #REF! |  |  | #REF! | #REF! | #REF! | #REF! | #REF!
#REF! | #REF! | #REF! | #REF! | #REF! | #REF! | #REF! | #REF! | #REF! | #REF! | #REF! | #REF! |  |  | #REF! | #REF! | #REF! | #REF! | #REF! | #REF!
#REF! | #REF! | #REF! | #REF! | #REF! | #REF! | #REF! | #REF! | #REF! | #REF! | #REF! | #REF! |  |  | #REF! | #REF! | #REF! | #REF! | #REF! | #REF!
#REF! | #REF! | #REF! | #REF! | #REF! | #REF! | #REF! | #REF! | #REF! | #REF! | #REF! | #REF! |  |  | #REF! | #REF! | #REF! | #REF! | #REF!
#REF! | #REF! | #REF! | #REF! | #REF! | #REF! | #REF! | #REF! | #REF! | #REF! | #REF! | #REF! |  |  | #REF! | #REF! | #REF! | #REF! | #REF! | #REF!
#REF! | #REF! | #REF! | #REF! | #REF! | #REF! | #REF! | #REF! | #REF! | #REF! | #REF! | #REF! |  |  | #REF! | #REF! | #REF! | #REF! | #REF! | #REF!
#REF! | #REF! | #REF! | #REF! | #REF! | #REF! | #REF! | #REF! | #REF! | #REF! | #REF! | #REF! |  |  | #REF! | #REF! | #REF! | #REF! | #REF! | #REF!
#REF! | #REF! | #REF! | #REF! | #REF! | #REF! | #REF! | #REF! | #REF! | #REF! | #REF! | #REF! |  |  | #REF! | #REF! | #REF! | #REF! | #REF! | #REF!
#REF! | #REF! | #REF! | #REF! | #REF! | #REF! | #REF! | #REF! | #REF! | #REF! | #REF! | #REF! |  |  | #REF! | #REF! | #REF! | #REF! | #REF! | #REF!
#REF! | #REF! | #REF! | #REF! | #REF! | #REF! | #REF! | #REF! | #REF! | #REF! | #REF! | #REF! |  |  | #REF! | #REF! | #REF! | #REF! | #REF! | #REF!
#REF! | #REF! | #REF! | #REF! | #REF! | #REF! | #REF! | #REF! | #REF! | #REF! | #REF! | #REF! |  |  | #REF! | #REF! | #REF! | #REF! | #REF! | #REF!
#REF! | #REF! | #REF! | #REF! | #REF! | #REF! | #REF! | #REF! | #REF! | #REF! | #REF! | #REF! |  |  | #REF! | #REF! | #REF! | #REF! | #REF!
#REF! | #REF! | #REF! | #REF! | #REF! | #REF! | #REF! | #REF! | #REF! | #REF! | #REF! | #REF! |  |  | #REF! | #REF! | #REF! | #REF! | #REF! | #REF!
#REF! | #REF! | #REF! | #REF! | #REF! | #REF! | #REF! | #REF! | #REF! | #REF! | #REF! | #REF! |  |  | #REF! | #REF! | #REF! | #REF! | #REF! | #REF!
#REF! | #REF! | #REF! | #REF! | #REF! | #REF! | #REF! | #REF! | #REF! | #REF! | #REF! | #REF! |  |  | #REF! | #REF! | #REF! | #REF! | #REF! | #REF!
#REF! | #REF! | #REF! | #REF! | #REF! | #REF! | #REF! | #REF! | #REF! | #REF! | #REF! | #REF! |  |  | #REF! | #REF! | #REF! | #REF! | #REF! | #REF!
#REF! | #REF! | #REF! | #REF! | #REF! | #REF! | #REF! | #REF! | #REF! | #REF! | #REF! | #REF! |  |  | #REF! | #REF! | #REF! | #REF! | #REF! | #REF!
#REF! | #REF! | #REF! | #REF! | #REF! | #REF! | #REF! | #REF! | #REF! | #REF! | #REF! | #REF! |  |  | #REF! | #REF! | #REF! | #REF! | #REF!
#REF! | #REF! | #REF! | #REF! | #REF! | #REF! | #REF! | #REF! | #REF! | #REF! | #REF! | #REF! |  |  | #REF! | #REF! | #REF! | #REF! | #REF!
#REF! | #REF! | #REF! | #REF! | #REF! | #REF! | #REF! | #REF! | #REF! | #REF! | #REF! | #REF! |  |  | #REF! | #REF! | #REF! | #REF! | #REF!
#REF! | #REF! | #REF! | #REF! | #REF! | #REF! | #REF! | #REF! | #REF! | #REF! | #REF! | #REF! |  |  | #REF! | #REF! | #REF! | #REF! | #REF!
#REF! | #REF! | #REF! | #REF! | #REF! | #REF! | #REF! | #REF! | #REF! | #REF! | #REF! | #REF! |  |  | #REF! | #REF! | #REF! | #REF! | #REF!
#REF! | #REF! | #REF! | #REF! | #REF! | #REF! | #REF! | #REF! | #REF! | #REF! | #REF! | #REF! |  |  | #REF! | #REF! | #REF! | #REF! | #REF!
#REF! | #REF! | #REF! | #REF! | #REF! | #REF! | #REF! | #REF! | #REF! | #REF! | #REF! | #REF! |  |  | #REF! | #REF! | #REF! | #REF! | #REF! | #REF!
#REF! | #REF! | #REF! | #REF! | #REF! | #REF! | #REF! | #REF! | #REF! | #REF! | #REF! | #REF! |  |  | #REF! | #REF! | #REF! | #REF! | #REF! | #REF!
#REF! | #REF! | #REF! | #REF! | #REF! | #REF! | #REF! | #REF! | #REF! | #REF! | #REF! | #REF! |  |  | #REF! | #REF! | #REF! | #REF! | #REF! | #REF!
#REF! | #REF! | #REF! | #REF! | #REF! | #REF! | #REF! | #REF! | #REF! | #REF! | #REF! | #REF! |  |  | #REF! | #REF! | #REF! | #REF! | #REF! | #REF!
#REF! | #REF! | #REF! | #REF! | #REF! | #REF! | #REF! | #REF! | #REF! | #REF! | #REF! | #REF! |  |  | #REF! | #REF! | #REF! | #REF! | #REF! | #REF!
#REF! | #REF! | #REF! | #REF! | #REF! | #REF! | #REF! | #REF! | #REF! | #REF! | #REF! | #REF! |  |  | #REF! | #REF! | #REF! | #REF! | #REF! | #REF!
#REF! | #REF! | #REF! | #REF! | #REF! | #REF! | #REF! | #REF! | #REF! | #REF! | #REF! | #REF! |  |  | #REF! | #REF! | #REF! | #REF! | #REF! | #REF!
#REF! | #REF! | #REF! | #REF! | #REF! | #REF! | #REF! | #REF! | #REF! | #REF! | #REF! | #REF! |  |  | #REF! | #REF! | #REF! | #REF! | #REF! | #REF!
#REF! | #REF! | #REF! | #REF! | #REF! | #REF! | #REF! | #REF! | #REF! | #REF! | #REF! | #REF! |  |  | #REF! | #REF! | #REF! | #REF! | #REF! | #REF!
#REF! | #REF! | #REF! | #REF! | #REF! | #REF! | #REF! | #REF! | #REF! | #REF! | #REF! | #REF! |  |  | #REF! | #REF! | #REF! | #REF! | #REF! | #REF!
#REF! | #REF! | #REF! | #REF! | #REF! | #REF! | #REF! | #REF! | #REF! | #REF! | #REF! | #REF! |  |  | #REF! | #REF! | #REF! | #REF! | #REF! | #REF!
#REF! | #REF! | #REF! | #REF! | #REF! | #REF! | #REF! | #REF! | #REF! | #REF! | #REF! | #REF! |  |  | #REF! | #REF! | #REF! | #REF! | #REF! | #REF!
#REF! | #REF! | #REF! | #REF! | #REF! | #REF! | #REF! | #REF! | #REF! | #REF! | #REF! | #REF! |  |  | #REF! | #REF! | #REF! | #REF! | #REF! | #REF!
#REF! | #REF! | #REF! | #REF! | #REF! | #REF! | #REF! | #REF! | #REF! | #REF! | #REF! | #REF! |  |  | #REF! | #REF! | #REF! | #REF! | #REF! | #REF!
#REF! | #REF! | #REF! | #REF! | #REF! | #REF! | #REF! | #REF! | #REF! | #REF! | #REF! | #REF! |  |  | #REF! | #REF! | #REF! | #REF! | #REF!
#REF! | #REF! | #REF! | #REF! | #REF! | #REF! | #REF! | #REF! | #REF! | #REF! | #REF! | #REF! |  |  | #REF! | #REF! | #REF! | #REF! | #REF!
#REF! | #REF! | #REF! | #REF! | #REF! | #REF! | #REF! | #REF! | #REF! | #REF! | #REF! | #REF! |  |  | #REF! | #REF! | #REF! | #REF! | #REF!
#REF! | #REF! | #REF! | #REF! | #REF! | #REF! | #REF! | #REF! | #REF! | #REF! | #REF! | #REF! |  |  | #REF! | #REF! | #REF! | #REF! | #REF!
#REF! | #REF! | #REF! | #REF! | #REF! | #REF! | #REF! | #REF! | #REF! | #REF! | #REF! | #REF! |  |  | #REF! | #REF! | #REF! | #REF! | #REF!
#REF! | #REF! | #REF! | #REF! | #REF! | #REF! | #REF! | #REF! | #REF! | #REF! | #REF! | #REF! |  |  | #REF! | #REF! | #REF! | #REF! | #REF!
#REF! | #REF! | #REF! | #REF! | #REF! | #REF! | #REF! | #REF! | #REF! | #REF! | #REF! | #REF! |  |  | #REF! | #REF! | #REF! | #REF! | #REF!
#REF! | #REF! | #REF! | #REF! | #REF! | #REF! | #REF! | #REF! | #REF! | #REF! | #REF! | #REF! |  |  | #REF! | #REF! | #REF! | #REF! | #REF!
#REF! | #REF! | #REF! | #REF! | #REF! | #REF! | #REF! | #REF! | #REF! | #REF! | #REF! | #REF! |  |  | #REF! | #REF! | #REF! | #REF! | #REF! | #REF!
#REF! | #REF! | #REF! | #REF! | #REF! | #REF! | #REF! | #REF! | #REF! | #REF! | #REF! | #REF! |  |  | #REF! | #REF! | #REF! | #REF! | #REF!
#REF! | #REF! | #REF! | #REF! | #REF! | #REF! | #REF! | #REF! | #REF! | #REF! | #REF! | #REF! |  |  | #REF! | #REF! | #REF! | #REF! | #REF!
#REF! | #REF! | #REF! | #REF! | #REF! | #REF! | #REF! | #REF! | #REF! | #REF! | #REF! | #REF! |  |  | #REF! | #REF! | #REF! | #REF! | #REF! | #REF!
#REF! | #REF! | #REF! | #REF! | #REF! | #REF! | #REF! | #REF! | #REF! | #REF! | #REF! | #REF! |  |  | #REF! | #REF! | #REF! | #REF! | #REF! | #REF!
#REF! | #REF! | #REF! | #REF! | #REF! | #REF! | #REF! | #REF! | #REF! | #REF! | #REF! | #REF! |  |  | #REF! | #REF! | #REF! | #REF! | #REF! | #REF!
#REF! | #REF! | #REF! | #REF! | #REF! | #REF! | #REF! | #REF! | #REF! | #REF! | #REF! | #REF! |  |  | #REF! | #REF! | #REF! | #REF! | #REF!
#REF! | #REF! | #REF! | #REF! | #REF! | #REF! | #REF! | #REF! | #REF! | #REF! | #REF! | #REF! |  |  | #REF! | #REF! | #REF! | #REF! | #REF!
#REF! | #REF! | #REF! | #REF! | #REF! | #REF! | #REF! | #REF! | #REF! | #REF! | #REF! | #REF! |  |  | #REF! | #REF! | #REF! | #REF! | #REF!
#REF! | #REF! | #REF! | #REF! | #REF! | #REF! | #REF! | #REF! | #REF! | #REF! | #REF! | #REF! |  |  | #REF! | #REF! | #REF! | #REF! | #REF!
#REF! | #REF! | #REF! | #REF! | #REF! | #REF! | #REF! | #REF! | #REF! | #REF! | #REF! | #REF! |  |  | #REF! | #REF! | #REF! | #REF! | #REF!
#REF! | #REF! | #REF! | #REF! | #REF! | #REF! | #REF! | #REF! | #REF! | #REF! | #REF! | #REF! |  |  | #REF! | #REF! | #REF! | #REF! | #REF! | #REF!
#REF! | #REF! | #REF! | #REF! | #REF! | #REF! | #REF! | #REF! | #REF! | #REF! | #REF! | #REF! |  |  | #REF! | #REF! | #REF! | #REF! | #REF!
#REF! | #REF! | #REF! | #REF! | #REF! | #REF! | #REF! | #REF! | #REF! | #REF! | #REF! | #REF! |  |  | #REF! | #REF! | #REF! | #REF! | #REF!
#REF! | #REF! | #REF! | #REF! | #REF! | #REF! | #REF! | #REF! | #REF! | #REF! | #REF! | #REF! |  |  | #REF! | #REF! | #REF! | #REF! | #REF!
#REF! | #REF! | #REF! | #REF! | #REF! | #REF! | #REF! | #REF! | #REF! | #REF! | #REF! | #REF! |  |  | #REF! | #REF! | #REF! | #REF! | #REF!
#REF! | #REF! | #REF! | #REF! | #REF! | #REF! | #REF! | #REF! | #REF! | #REF! | #REF! | #REF! |  |  | #REF! | #REF! | #REF! | #REF! | #REF!
#REF! | #REF! | #REF! | #REF! | #REF! | #REF! | #REF! | #REF! | #REF! | #REF! | #REF! | #REF! |  |  | #REF! | #REF! | #REF! | #REF! | #REF! | #REF!
#REF! | #REF! | #REF! | #REF! | #REF! | #REF! | #REF! | #REF! | #REF! | #REF! | #REF! | #REF! |  |  | #REF! | #REF! | #REF! | #REF! | #REF! | #REF!
#REF! | #REF! | #REF! | #REF! | #REF! | #REF! | #REF! | #REF! | #REF! | #REF! | #REF! | #REF! |  |  | #REF! | #REF! | #REF! | #REF! | #REF! | #REF!
#REF! | #REF! | #REF! | #REF! | #REF! | #REF! | #REF! | #REF! | #REF! | #REF! | #REF! | #REF! |  |  | #REF! | #REF! | #REF! | #REF! | #REF! | #REF!
#REF! | #REF! | #REF! | #REF! | #REF! | #REF! | #REF! | #REF! | #REF! | #REF! | #REF! | #REF! |  |  | #REF! | #REF! | #REF! | #REF! | #REF!
#REF! | #REF! | #REF! | #REF! | #REF! | #REF! | #REF! | #REF! | #REF! | #REF! | #REF! | #REF! |  |  | #REF! | #REF! | #REF! | #REF! | #REF!
#REF! | #REF! | #REF! | #REF! | #REF! | #REF! | #REF! | #REF! | #REF! | #REF! | #REF! | #REF! |  |  | #REF! | #REF! | #REF! | #REF! | #REF!
#REF! | #REF! | #REF! | #REF! | #REF! | #REF! | #REF! | #REF! | #REF! | #REF! | #REF! | #REF! |  |  | #REF! | #REF! | #REF! | #REF! | #REF!
#REF! | #REF! | #REF! | #REF! | #REF! | #REF! | #REF! | #REF! | #REF! | #REF! | #REF! | #REF! |  |  | #REF! | #REF! | #REF! | #REF! | #REF!
#REF! | #REF! | #REF! | #REF! | #REF! | #REF! | #REF! | #REF! | #REF! | #REF! | #REF! | #REF! |  |  | #REF! | #REF! | #REF! | #REF! | #REF!
#REF! | #REF! | #REF! | #REF! | #REF! | #REF! | #REF! | #REF! | #REF! | #REF! | #REF! | #REF! |  |  | #REF! | #REF! | #REF! | #REF! | #REF!
#REF! | #REF! | #REF! | #REF! | #REF! | #REF! | #REF! | #REF! | #REF! | #REF! | #REF! | #REF! |  |  | #REF! | #REF! | #REF! | #REF! | #REF!
#REF! | #REF! | #REF! | #REF! | #REF! | #REF! | #REF! | #REF! | #REF! | #REF! | #REF! | #REF! |  |  | #REF! | #REF! | #REF! | #REF! | #REF!
#REF! | #REF! | #REF! | #REF! | #REF! | #REF! | #REF! | #REF! | #REF! | #REF! | #REF! | #REF! |  |  | #REF! | #REF! | #REF! | #REF! | #REF! | #REF!
#REF! | #REF! | #REF! | #REF! | #REF! | #REF! | #REF! | #REF! | #REF! | #REF! | #REF! | #REF! |  |  | #REF! | #REF! | #REF! | #REF! | #REF!
#REF! | #REF! | #REF! | #REF! | #REF! | #REF! | #REF! | #REF! | #REF! | #REF! | #REF! | #REF! |  |  | #REF! | #REF! | #REF! | #REF! | #REF!
#REF! | #REF! | #REF! | #REF! | #REF! | #REF! | #REF! | #REF! | #REF! | #REF! | #REF! | #REF! |  |  | #REF! | #REF! | #REF! | #REF! | #REF!
#REF! | #REF! | #REF! | #REF! | #REF! | #REF! | #REF! | #REF! | #REF! | #REF! | #REF! | #REF! |  |  | #REF! | #REF! | #REF! | #REF! | #REF!
#REF! | #REF! | #REF! | #REF! | #REF! | #REF! | #REF! | #REF! | #REF! | #REF! | #REF! | #REF! |  |  | #REF! | #REF! | #REF! | #REF! | #REF!
#REF! | #REF! | #REF! | #REF! | #REF! | #REF! | #REF! | #REF! | #REF! | #REF! | #REF! | #REF! |  |  | #REF! | #REF! | #REF! | #REF! | #REF!
#REF! | #REF! | #REF! | #REF! | #REF! | #REF! | #REF! | #REF! | #REF! | #REF! | #REF! | #REF! |  |  | #REF! | #REF! | #REF! | #REF! | #REF!
#REF! | #REF! | #REF! | #REF! | #REF! | #REF! | #REF! | #REF! | #REF! | #REF! | #REF! | #REF! |  |  | #REF! | #REF! | #REF! | #REF! | #REF!
#REF! | #REF! | #REF! | #REF! | #REF! | #REF! | #REF! | #REF! | #REF! | #REF! | #REF! | #REF! |  |  | #REF! | #REF! | #REF! | #REF! | #REF!
#REF! | #REF! | #REF! | #REF! | #REF! | #REF! | #REF! | #REF! | #REF! | #REF! | #REF! | #REF! |  |  | #REF! | #REF! | #REF! | #REF! | #REF! | #REF!
#REF! | #REF! | #REF! | #REF! | #REF! | #REF! | #REF! | #REF! | #REF! | #REF! | #REF! | #REF! |  |  | #REF! | #REF! | #REF! | #REF! | #REF!
#REF! | #REF! | #REF! | #REF! | #REF! | #REF! | #REF! | #REF! | #REF! | #REF! | #REF! | #REF! |  |  | #REF! | #REF! | #REF! | #REF! | #REF!
#REF! | #REF! | #REF! | #REF! | #REF! | #REF! | #REF! | #REF! | #REF! | #REF! | #REF! | #REF! |  |  | #REF! | #REF! | #REF! | #REF! | #REF! | #REF!
#REF! | #REF! | #REF! | #REF! | #REF! | #REF! | #REF! | #REF! | #REF! | #REF! | #REF! | #REF! |  |  | #REF! | #REF! | #REF! | #REF! | #REF!
#REF! | #REF! | #REF! | #REF! | #REF! | #REF! | #REF! | #REF! | #REF! | #REF! | #REF! | #REF! |  |  | #REF! | #REF! | #REF! | #REF! | #REF!
#REF! | #REF! | #REF! | #REF! | #REF! | #REF! | #REF! | #REF! | #REF! | #REF! | #REF! | #REF! |  |  | #REF! | #REF! | #REF! | #REF! | #REF!
#REF! | #REF! | #REF! | #REF! | #REF! | #REF! | #REF! | #REF! | #REF! | #REF! | #REF! | #REF! |  |  | #REF! | #REF! | #REF! | #REF! | #REF! | #REF!
#REF! | #REF! | #REF! | #REF! | #REF! | #REF! | #REF! | #REF! | #REF! | #REF! | #REF! | #REF! |  |  | #REF! | #REF! | #REF! | #REF! | #REF!
#REF! | #REF! | #REF! | #REF! | #REF! | #REF! | #REF! | #REF! | #REF! | #REF! | #REF! | #REF! |  |  | #REF! | #REF! | #REF! | #REF! | #REF! | #REF!
#REF! | #REF! | #REF! | #REF! | #REF! | #REF! | #REF! | #REF! | #REF! | #REF! | #REF! | #REF! |  |  | #REF! | #REF! | #REF! | #REF! | #REF!
#REF! | #REF! | #REF! | #REF! | #REF! | #REF! | #REF! | #REF! | #REF! | #REF! | #REF! | #REF! |  |  | #REF! | #REF! | #REF! | #REF! | #REF!
#REF! | #REF! | #REF! | #REF! | #REF! | #REF! | #REF! | #REF! | #REF! | #REF! | #REF! | #REF! |  |  | #REF! | #REF! | #REF! | #REF! | #REF!
#REF! | #REF! | #REF! | #REF! | #REF! | #REF! | #REF! | #REF! | #REF! | #REF! | #REF! | #REF! |  |  | #REF! | #REF! | #REF! | #REF! | #REF!
#REF! | #REF! | #REF! | #REF! | #REF! | #REF! | #REF! | #REF! | #REF! | #REF! | #REF! | #REF! |  |  | #REF! | #REF! | #REF! | #REF! | #REF!
#REF! | #REF! | #REF! | #REF! | #REF! | #REF! | #REF! | #REF! | #REF! | #REF! | #REF! | #REF! |  |  | #REF! | #REF! | #REF! | #REF! | #REF!
#REF! | #REF! | #REF! | #REF! | #REF! | #REF! | #REF! | #REF! | #REF! | #REF! | #REF! | #REF! |  |  | #REF! | #REF! | #REF! | #REF! | #REF!
#REF! | #REF! | #REF! | #REF! | #REF! | #REF! | #REF! | #REF! | #REF! | #REF! | #REF! | #REF! |  |  | #REF! | #REF! | #REF! | #REF! | #REF! | #REF!
#REF! | #REF! | #REF! | #REF! | #REF! | #REF! | #REF! | #REF! | #REF! | #REF! | #REF! | #REF! |  |  | #REF! | #REF! | #REF! | #REF! | #REF! | #REF!
#REF! | #REF! | #REF! | #REF! | #REF! | #REF! | #REF! | #REF! | #REF! | #REF! | #REF! | #REF! |  |  | #REF! | #REF! | #REF! | #REF! | #REF!
#REF! | #REF! | #REF! | #REF! | #REF! | #REF! | #REF! | #REF! | #REF! | #REF! | #REF! | #REF! |  |  | #REF! | #REF! | #REF! | #REF! | #REF!
#REF! | #REF! | #REF! | #REF! | #REF! | #REF! | #REF! | #REF! | #REF! | #REF! | #REF! | #REF! |  |  | #REF! | #REF! | #REF! | #REF! | #REF!
#REF! | #REF! | #REF! | #REF! | #REF! | #REF! | #REF! | #REF! | #REF! | #REF! | #REF! | #REF! |  |  | #REF! | #REF! | #REF! | #REF! | #REF!
#REF! | #REF! | #REF! | #REF! | #REF! | #REF! | #REF! | #REF! | #REF! | #REF! | #REF! | #REF! |  |  | #REF! | #REF! | #REF! | #REF! | #REF!
#REF! | #REF! | #REF! | #REF! | #REF! | #REF! | #REF! | #REF! | #REF! | #REF! | #REF! | #REF! |  |  | #REF! | #REF! | #REF! | #REF! | #REF!
#REF! | #REF! | #REF! | #REF! | #REF! | #REF! | #REF! | #REF! | #REF! | #REF! | #REF! | #REF! |  |  | #REF! | #REF! | #REF! | #REF! | #REF!
#REF! | #REF! | #REF! | #REF! | #REF! | #REF! | #REF! | #REF! | #REF! | #REF! | #REF! | #REF! |  |  | #REF! | #REF! | #REF! | #REF! | #REF!
#REF! | #REF! | #REF! | #REF! | #REF! | #REF! | #REF! | #REF! | #REF! | #REF! | #REF! | #REF! |  |  | #REF! | #REF! | #REF! | #REF! | #REF! | #REF!
#REF! | #REF! | #REF! | #REF! | #REF! | #REF! | #REF! | #REF! | #REF! | #REF! | #REF! | #REF! |  |  | #REF! | #REF! | #REF! | #REF! | #REF!
#REF! | #REF! | #REF! | #REF! | #REF! | #REF! | #REF! | #REF! | #REF! | #REF! | #REF! | #REF! |  |  | #REF! | #REF! | #REF! | #REF! | #REF!
#REF! | #REF! | #REF! | #REF! | #REF! | #REF! | #REF! | #REF! | #REF! | #REF! | #REF! | #REF! |  |  | #REF! | #REF! | #REF! | #REF! | #REF!
#REF! | #REF! | #REF! | #REF! | #REF! | #REF! | #REF! | #REF! | #REF! | #REF! | #REF! | #REF! |  |  | #REF! | #REF! | #REF! | #REF! | #REF!
#REF! | #REF! | #REF! | #REF! | #REF! | #REF! | #REF! | #REF! | #REF! | #REF! | #REF! | #REF! |  |  | #REF! | #REF! | #REF! | #REF! | #REF!
#REF! | #REF! | #REF! | #REF! | #REF! | #REF! | #REF! | #REF! | #REF! | #REF! | #REF! | #REF! |  |  | #REF! | #REF! | #REF! | #REF! | #REF!
#REF! | #REF! | #REF! | #REF! | #REF! | #REF! | #REF! | #REF! | #REF! | #REF! | #REF! | #REF! |  |  | #REF! | #REF! | #REF! | #REF! | #REF!
#REF! | #REF! | #REF! | #REF! | #REF! | #REF! | #REF! | #REF! | #REF! | #REF! | #REF! | #REF! |  |  | #REF! | #REF! | #REF! | #REF! | #REF!
#REF! | #REF! | #REF! | #REF! | #REF! | #REF! | #REF! | #REF! | #REF! | #REF! | #REF! | #REF! |  |  | #REF! | #REF! | #REF! | #REF! | #REF!
#REF! | #REF! | #REF! | #REF! | #REF! | #REF! | #REF! | #REF! | #REF! | #REF! | #REF! | #REF! |  |  | #REF! | #REF! | #REF! | #REF! | #REF! | #REF!
#REF! | #REF! | #REF! | #REF! | #REF! | #REF! | #REF! | #REF! | #REF! | #REF! | #REF! | #REF! |  |  | #REF! | #REF! | #REF! | #REF! | #REF!
#REF! | #REF! | #REF! | #REF! | #REF! | #REF! | #REF! | #REF! | #REF! | #REF! | #REF! | #REF! |  |  | #REF! | #REF! | #REF! | #REF! | #REF!
#REF! | #REF! | #REF! | #REF! | #REF! | #REF! | #REF! | #REF! | #REF! | #REF! | #REF! | #REF! |  |  | #REF! | #REF! | #REF! | #REF! | #REF!
#REF! | #REF! | #REF! | #REF! | #REF! | #REF! | #REF! | #REF! | #REF! | #REF! | #REF! | #REF! |  |  | #REF! | #REF! | #REF! | #REF! | #REF! | #REF!
#REF! | #REF! | #REF! | #REF! | #REF! | #REF! | #REF! | #REF! | #REF! | #REF! | #REF! | #REF! |  |  | #REF! | #REF! | #REF! | #REF! | #REF!
#REF! | #REF! | #REF! | #REF! | #REF! | #REF! | #REF! | #REF! | #REF! | #REF! | #REF! | #REF! |  |  | #REF! | #REF! | #REF! | #REF! | #REF! | #REF!
#REF! | #REF! | #REF! | #REF! | #REF! | #REF! | #REF! | #REF! | #REF! | #REF! | #REF! | #REF! |  |  | #REF! | #REF! | #REF! | #REF! | #REF!
#REF! | #REF! | #REF! | #REF! | #REF! | #REF! | #REF! | #REF! | #REF! | #REF! | #REF! | #REF! |  |  | #REF! | #REF! | #REF! | #REF! | #REF!
#REF! | #REF! | #REF! | #REF! | #REF! | #REF! | #REF! | #REF! | #REF! | #REF! | #REF! | #REF! |  |  | #REF! | #REF! | #REF! | #REF! | #REF!
#REF! | #REF! | #REF! | #REF! | #REF! | #REF! | #REF! | #REF! | #REF! | #REF! | #REF! | #REF! |  |  | #REF! | #REF! | #REF! | #REF! | #REF!
#REF! | #REF! | #REF! | #REF! | #REF! | #REF! | #REF! | #REF! | #REF! | #REF! | #REF! | #REF! |  |  | #REF! | #REF! | #REF! | #REF! | #REF!
#REF! | #REF! | #REF! | #REF! | #REF! | #REF! | #REF! | #REF! | #REF! | #REF! | #REF! | #REF! |  |  | #REF! | #REF! | #REF! | #REF! | #REF!
#REF! | #REF! | #REF! | #REF! | #REF! | #REF! | #REF! | #REF! | #REF! | #REF! | #REF! | #REF! |  |  | #REF! | #REF! | #REF! | #REF! | #REF!
#REF! | #REF! | #REF! | #REF! | #REF! | #REF! | #REF! | #REF! | #REF! | #REF! | #REF! | #REF! |  |  | #REF! | #REF! | #REF! | #REF! | #REF! | #REF!
#REF! | #REF! | #REF! | #REF! | #REF! | #REF! | #REF! | #REF! | #REF! | #REF! | #REF! | #REF! |  |  | #REF! | #REF! | #REF! | #REF! | #REF!
#REF! | #REF! | #REF! | #REF! | #REF! | #REF! | #REF! | #REF! | #REF! | #REF! | #REF! | #REF! |  |  | #REF! | #REF! | #REF! | #REF! | #REF!
#REF! | #REF! | #REF! | #REF! | #REF! | #REF! | #REF! | #REF! | #REF! | #REF! | #REF! | #REF! |  |  | #REF! | #REF! | #REF! | #REF! | #REF!
#REF! | #REF! | #REF! | #REF! | #REF! | #REF! | #REF! | #REF! | #REF! | #REF! | #REF! | #REF! |  |  | #REF! | #REF! | #REF! | #REF! | #REF! | #REF!
#REF! | #REF! | #REF! | #REF! | #REF! | #REF! | #REF! | #REF! | #REF! | #REF! | #REF! | #REF! |  |  | #REF! | #REF! | #REF! | #REF! | #REF! | #REF!
#REF! | #REF! | #REF! | #REF! | #REF! | #REF! | #REF! | #REF! | #REF! | #REF! | #REF! | #REF! |  |  | #REF! | #REF! | #REF! | #REF! | #REF! | #REF!
#REF! | #REF! | #REF! | #REF! | #REF! | #REF! | #REF! | #REF! | #REF! | #REF! | #REF! | #REF! |  |  | #REF! | #REF! | #REF! | #REF! | #REF!
#REF! | #REF! | #REF! | #REF! | #REF! | #REF! | #REF! | #REF! | #REF! | #REF! | #REF! | #REF! |  |  | #REF! | #REF! | #REF! | #REF! | #REF!
#REF! | #REF! | #REF! | #REF! | #REF! | #REF! | #REF! | #REF! | #REF! | #REF! | #REF! | #REF! |  |  | #REF! | #REF! | #REF! | #REF! | #REF!
#REF! | #REF! | #REF! | #REF! | #REF! | #REF! | #REF! | #REF! | #REF! | #REF! | #REF! | #REF! |  |  | #REF! | #REF! | #REF! | #REF! | #REF!
#REF! | #REF! | #REF! | #REF! | #REF! | #REF! | #REF! | #REF! | #REF! | #REF! | #REF! | #REF! |  |  | #REF! | #REF! | #REF! | #REF! | #REF!
#REF! | #REF! | #REF! | #REF! | #REF! | #REF! | #REF! | #REF! | #REF! | #REF! | #REF! | #REF! |  |  | #REF! | #REF! | #REF! | #REF! | #REF!
#REF! | #REF! | #REF! | #REF! | #REF! | #REF! | #REF! | #REF! | #REF! | #REF! | #REF! | #REF! |  |  | #REF! | #REF! | #REF! | #REF! | #REF! | #REF!
#REF! | #REF! | #REF! | #REF! | #REF! | #REF! | #REF! | #REF! | #REF! | #REF! | #REF! | #REF! |  |  | #REF! | #REF! | #REF! | #REF! | #REF! | #REF!
#REF! | #REF! | #REF! | #REF! | #REF! | #REF! | #REF! | #REF! | #REF! | #REF! | #REF! | #REF! |  |  | #REF! | #REF! | #REF! | #REF! | #REF!
#REF! | #REF! | #REF! | #REF! | #REF! | #REF! | #REF! | #REF! | #REF! | #REF! | #REF! | #REF! |  |  | #REF! | #REF! | #REF! | #REF! | #REF!
#REF! | #REF! | #REF! | #REF! | #REF! | #REF! | #REF! | #REF! | #REF! | #REF! | #REF! | #REF! |  |  | #REF! | #REF! | #REF! | #REF! | #REF!
#REF! | #REF! | #REF! | #REF! | #REF! | #REF! | #REF! | #REF! | #REF! | #REF! | #REF! | #REF! |  |  | #REF! | #REF! | #REF! | #REF! | #REF!
#REF! | #REF! | #REF! | #REF! | #REF! | #REF! | #REF! | #REF! | #REF! | #REF! | #REF! | #REF! |  |  | #REF! | #REF! | #REF! | #REF! | #REF!
#REF! | #REF! | #REF! | #REF! | #REF! | #REF! | #REF! | #REF! | #REF! | #REF! | #REF! | #REF! |  |  | #REF! | #REF! | #REF! | #REF! | #REF!
#REF! | #REF! | #REF! | #REF! | #REF! | #REF! | #REF! | #REF! | #REF! | #REF! | #REF! | #REF! |  |  | #REF! | #REF! | #REF! | #REF! | #REF! | #REF!
#REF! | #REF! | #REF! | #REF! | #REF! | #REF! | #REF! | #REF! | #REF! | #REF! | #REF! | #REF! |  |  | #REF! | #REF! | #REF! | #REF! | #REF!
#REF! | #REF! | #REF! | #REF! | #REF! | #REF! | #REF! | #REF! | #REF! | #REF! | #REF! | #REF! |  |  | #REF! | #REF! | #REF! | #REF! | #REF!
#REF! | #REF! | #REF! | #REF! | #REF! | #REF! | #REF! | #REF! | #REF! | #REF! | #REF! | #REF! |  |  | #REF! | #REF! | #REF! | #REF! | #REF! | #REF!
#REF! | #REF! | #REF! | #REF! | #REF! | #REF! | #REF! | #REF! | #REF! | #REF! | #REF! | #REF! |  |  | #REF! | #REF! | #REF! | #REF! | #REF! | #REF!
#REF! | #REF! | #REF! | #REF! | #REF! | #REF! | #REF! | #REF! | #REF! | #REF! | #REF! | #REF! |  |  | #REF! | #REF! | #REF! | #REF! | #REF! | #REF!
#REF! | #REF! | #REF! | #REF! | #REF! | #REF! | #REF! | #REF! | #REF! | #REF! | #REF! | #REF! |  |  | #REF! | #REF! | #REF! | #REF! | #REF! | #REF!
#REF! | #REF! | #REF! | #REF! | #REF! | #REF! | #REF! | #REF! | #REF! | #REF! | #REF! | #REF! |  |  | #REF! | #REF! | #REF! | #REF! | #REF! | #REF!
#REF! | #REF! | #REF! | #REF! | #REF! | #REF! | #REF! | #REF! | #REF! | #REF! | #REF! | #REF! |  |  | #REF! | #REF! | #REF! | #REF! | #REF! | #REF!
#REF! | #REF! | #REF! | #REF! | #REF! | #REF! | #REF! | #REF! | #REF! | #REF! | #REF! | #REF! |  |  | #REF! | #REF! | #REF! | #REF! | #REF! | #REF!
#REF! | #REF! | #REF! | #REF! | #REF! | #REF! | #REF! | #REF! | #REF! | #REF! | #REF! | #REF! |  |  | #REF! | #REF! | #REF! | #REF! | #REF! | #REF!
#REF! | #REF! | #REF! | #REF! | #REF! | #REF! | #REF! | #REF! | #REF! | #REF! | #REF! | #REF! |  |  | #REF! | #REF! | #REF! | #REF! | #REF!
#REF! | #REF! | #REF! | #REF! | #REF! | #REF! | #REF! | #REF! | #REF! | #REF! | #REF! | #REF! |  |  | #REF! | #REF! | #REF! | #REF! | #REF!
#REF! | #REF! | #REF! | #REF! | #REF! | #REF! | #REF! | #REF! | #REF! | #REF! | #REF! | #REF! |  |  | #REF! | #REF! | #REF! | #REF! | #REF!
#REF! | #REF! | #REF! | #REF! | #REF! | #REF! | #REF! | #REF! | #REF! | #REF! | #REF! | #REF! |  |  | #REF! | #REF! | #REF! | #REF! | #REF!
#REF! | #REF! | #REF! | #REF! | #REF! | #REF! | #REF! | #REF! | #REF! | #REF! | #REF! | #REF! |  |  | #REF! | #REF! | #REF! | #REF! | #REF!
#REF! | #REF! | #REF! | #REF! | #REF! | #REF! | #REF! | #REF! | #REF! | #REF! | #REF! | #REF! |  |  | #REF! | #REF! | #REF! | #REF! | #REF!
#REF! | #REF! | #REF! | #REF! | #REF! | #REF! | #REF! | #REF! | #REF! | #REF! | #REF! | #REF! |  |  | #REF! | #REF! | #REF! | #REF! | #REF!
#REF! | #REF! | #REF! | #REF! | #REF! | #REF! | #REF! | #REF! | #REF! | #REF! | #REF! | #REF! |  |  | #REF! | #REF! | #REF! | #REF! | #REF!
#REF! | #REF! | #REF! | #REF! | #REF! | #REF! | #REF! | #REF! | #REF! | #REF! | #REF! | #REF! |  |  | #REF! | #REF! | #REF! | #REF! | #REF! | #REF!
#REF! | #REF! | #REF! | #REF! | #REF! | #REF! | #REF! | #REF! | #REF! | #REF! | #REF! | #REF! |  |  | #REF! | #REF! | #REF! | #REF! | #REF! | #REF!
#REF! | #REF! | #REF! | #REF! | #REF! | #REF! | #REF! | #REF! | #REF! | #REF! | #REF! | #REF! |  |  | #REF! | #REF! | #REF! | #REF! | #REF! | #REF!
#REF! | #REF! | #REF! | #REF! | #REF! | #REF! | #REF! | #REF! | #REF! | #REF! | #REF! | #REF! |  |  | #REF! | #REF! | #REF! | #REF! | #REF!
#REF! | #REF! | #REF! | #REF! | #REF! | #REF! | #REF! | #REF! | #REF! | #REF! | #REF! | #REF! |  |  | #REF! | #REF! | #REF! | #REF! | #REF!
#REF! | #REF! | #REF! | #REF! | #REF! | #REF! | #REF! | #REF! | #REF! | #REF! | #REF! | #REF! |  |  | #REF! | #REF! | #REF! | #REF! | #REF!
#REF! | #REF! | #REF! | #REF! | #REF! | #REF! | #REF! | #REF! | #REF! | #REF! | #REF! | #REF! |  |  | #REF! | #REF! | #REF! | #REF! | #REF!
#REF! | #REF! | #REF! | #REF! | #REF! | #REF! | #REF! | #REF! | #REF! | #REF! | #REF! | #REF! |  |  | #REF! | #REF! | #REF! | #REF! | #REF!
#REF! | #REF! | #REF! | #REF! | #REF! | #REF! | #REF! | #REF! | #REF! | #REF! | #REF! | #REF! |  |  | #REF! | #REF! | #REF! | #REF! | #REF!
#REF! | #REF! | #REF! | #REF! | #REF! | #REF! | #REF! | #REF! | #REF! | #REF! | #REF! | #REF! |  |  | #REF! | #REF! | #REF! | #REF! | #REF!
#REF! | #REF! | #REF! | #REF! | #REF! | #REF! | #REF! | #REF! | #REF! | #REF! | #REF! | #REF! |  |  | #REF! | #REF! | #REF! | #REF! | #REF! | #REF!
#REF! | #REF! | #REF! | #REF! | #REF! | #REF! | #REF! | #REF! | #REF! | #REF! | #REF! | #REF! |  |  | #REF! | #REF! | #REF! | #REF! | #REF!
#REF! | #REF! | #REF! | #REF! | #REF! | #REF! | #REF! | #REF! | #REF! | #REF! | #REF! | #REF! |  |  | #REF! | #REF! | #REF! | #REF! | #REF!
#REF! | #REF! | #REF! | #REF! | #REF! | #REF! | #REF! | #REF! | #REF! | #REF! | #REF! | #REF! |  |  | #REF! | #REF! | #REF! | #REF! | #REF! | #REF!
#REF! | #REF! | #REF! | #REF! | #REF! | #REF! | #REF! | #REF! | #REF! | #REF! | #REF! | #REF! |  |  | #REF! | #REF! | #REF! | #REF! | #REF!
#REF! | #REF! | #REF! | #REF! | #REF! | #REF! | #REF! | #REF! | #REF! | #REF! | #REF! | #REF! |  |  | #REF! | #REF! | #REF! | #REF! | #REF! | #REF!
#REF! | #REF! | #REF! | #REF! | #REF! | #REF! | #REF! | #REF! | #REF! | #REF! | #REF! | #REF! |  |  | #REF! | #REF! | #REF! | #REF! | #REF!
#REF! | #REF! | #REF! | #REF! | #REF! | #REF! | #REF! | #REF! | #REF! | #REF! | #REF! | #REF! |  |  | #REF! | #REF! | #REF! | #REF! | #REF! | #REF!
#REF! | #REF! | #REF! | #REF! | #REF! | #REF! | #REF! | #REF! | #REF! | #REF! | #REF! | #REF! |  |  | #REF! | #REF! | #REF! | #REF! | #REF! | #REF!
#REF! | #REF! | #REF! | #REF! | #REF! | #REF! | #REF! | #REF! | #REF! | #REF! | #REF! | #REF! |  |  | #REF! | #REF! | #REF! | #REF! | #REF! | #REF!
#REF! | #REF! | #REF! | #REF! | #REF! | #REF! | #REF! | #REF! | #REF! | #REF! | #REF! | #REF! |  |  | #REF! | #REF! | #REF! | #REF! | #REF!
#REF! | #REF! | #REF! | #REF! | #REF! | #REF! | #REF! | #REF! | #REF! | #REF! | #REF! | #REF! |  |  | #REF! | #REF! | #REF! | #REF! | #REF! | #REF!
#REF! | #REF! | #REF! | #REF! | #REF! | #REF! | #REF! | #REF! | #REF! | #REF! | #REF! | #REF! |  |  | #REF! | #REF! | #REF! | #REF! | #REF! | #REF!
#REF! | #REF! | #REF! | #REF! | #REF! | #REF! | #REF! | #REF! | #REF! | #REF! | #REF! | #REF! |  |  | #REF! | #REF! | #REF! | #REF! | #REF! | #REF!
#REF! | #REF! | #REF! | #REF! | #REF! | #REF! | #REF! | #REF! | #REF! | #REF! | #REF! | #REF! |  |  | #REF! | #REF! | #REF! | #REF! | #REF! | #REF!
#REF! | #REF! | #REF! | #REF! | #REF! | #REF! | #REF! | #REF! | #REF! | #REF! | #REF! | #REF! |  |  | #REF! | #REF! | #REF! | #REF! | #REF! | #REF!
#REF! | #REF! | #REF! | #REF! | #REF! | #REF! | #REF! | #REF! | #REF! | #REF! | #REF! | #REF! |  |  | #REF! | #REF! | #REF! | #REF! | #REF! | #REF!
#REF! | #REF! | #REF! | #REF! | #REF! | #REF! | #REF! | #REF! | #REF! | #REF! | #REF! | #REF! |  |  | #REF! | #REF! | #REF! | #REF! | #REF! | #REF!
#REF! | #REF! | #REF! | #REF! | #REF! | #REF! | #REF! | #REF! | #REF! | #REF! | #REF! | #REF! |  |  | #REF! | #REF! | #REF! | #REF! | #REF! | #REF!
#REF! | #REF! | #REF! | #REF! | #REF! | #REF! | #REF! | #REF! | #REF! | #REF! | #REF! | #REF! |  |  | #REF! | #REF! | #REF! | #REF! | #REF!
#REF! | #REF! | #REF! | #REF! | #REF! | #REF! | #REF! | #REF! | #REF! | #REF! | #REF! | #REF! |  |  | #REF! | #REF! | #REF! | #REF! | #REF!
#REF! | #REF! | #REF! | #REF! | #REF! | #REF! | #REF! | #REF! | #REF! | #REF! | #REF! | #REF! |  |  | #REF! | #REF! | #REF! | #REF! | #REF!
#REF! | #REF! | #REF! | #REF! | #REF! | #REF! | #REF! | #REF! | #REF! | #REF! | #REF! | #REF! |  |  | #REF! | #REF! | #REF! | #REF! | #REF!
#REF! | #REF! | #REF! | #REF! | #REF! | #REF! | #REF! | #REF! | #REF! | #REF! | #REF! | #REF! |  |  | #REF! | #REF! | #REF! | #REF! | #REF!
#REF! | #REF! | #REF! | #REF! | #REF! | #REF! | #REF! | #REF! | #REF! | #REF! | #REF! | #REF! |  |  | #REF! | #REF! | #REF! | #REF! | #REF!
#REF! | #REF! | #REF! | #REF! | #REF! | #REF! | #REF! | #REF! | #REF! | #REF! | #REF! | #REF! |  |  | #REF! | #REF! | #REF! | #REF! | #REF!
#REF! | #REF! | #REF! | #REF! | #REF! | #REF! | #REF! | #REF! | #REF! | #REF! | #REF! | #REF! |  |  | #REF! | #REF! | #REF! | #REF! | #REF!
#REF! | #REF! | #REF! | #REF! | #REF! | #REF! | #REF! | #REF! | #REF! | #REF! | #REF! | #REF! |  |  | #REF! | #REF! | #REF! | #REF! | #REF! | #REF!
#REF! | #REF! | #REF! | #REF! | #REF! | #REF! | #REF! | #REF! | #REF! | #REF! | #REF! | #REF! |  |  | #REF! | #REF! | #REF! | #REF! | #REF! | #REF!
#REF! | #REF! | #REF! | #REF! | #REF! | #REF! | #REF! | #REF! | #REF! | #REF! | #REF! | #REF! |  |  | #REF! | #REF! | #REF! | #REF! | #REF!
#REF! | #REF! | #REF! | #REF! | #REF! | #REF! | #REF! | #REF! | #REF! | #REF! | #REF! | #REF! |  |  | #REF! | #REF! | #REF! | #REF! | #REF!
#REF! | #REF! | #REF! | #REF! | #REF! | #REF! | #REF! | #REF! | #REF! | #REF! | #REF! | #REF! |  |  | #REF! | #REF! | #REF! | #REF! | #REF!
#REF! | #REF! | #REF! | #REF! | #REF! | #REF! | #REF! | #REF! | #REF! | #REF! | #REF! | #REF! |  |  | #REF! | #REF! | #REF! | #REF! | #REF!
#REF! | #REF! | #REF! | #REF! | #REF! | #REF! | #REF! | #REF! | #REF! | #REF! | #REF! | #REF! |  |  | #REF! | #REF! | #REF! | #REF! | #REF!
#REF! | #REF! | #REF! | #REF! | #REF! | #REF! | #REF! | #REF! | #REF! | #REF! | #REF! | #REF! |  |  | #REF! | #REF! | #REF! | #REF! | #REF!
#REF! | #REF! | #REF! | #REF! | #REF! | #REF! | #REF! | #REF! | #REF! | #REF! | #REF! | #REF! |  |  | #REF! | #REF! | #REF! | #REF! | #REF! | #REF!
#REF! | #REF! | #REF! | #REF! | #REF! | #REF! | #REF! | #REF! | #REF! | #REF! | #REF! | #REF! |  |  | #REF! | #REF! | #REF! | #REF! | #REF!
#REF! | #REF! | #REF! | #REF! | #REF! | #REF! | #REF! | #REF! | #REF! | #REF! | #REF! | #REF! |  |  | #REF! | #REF! | #REF! | #REF! | #REF!
#REF! | #REF! | #REF! | #REF! | #REF! | #REF! | #REF! | #REF! | #REF! | #REF! | #REF! | #REF! |  |  | #REF! | #REF! | #REF! | #REF! | #REF!
#REF! | #REF! | #REF! | #REF! | #REF! | #REF! | #REF! | #REF! | #REF! | #REF! | #REF! | #REF! |  |  | #REF! | #REF! | #REF! | #REF! | #REF!
#REF! | #REF! | #REF! | #REF! | #REF! | #REF! | #REF! | #REF! | #REF! | #REF! | #REF! | #REF! |  |  | #REF! | #REF! | #REF! | #REF! | #REF!
#REF! | #REF! | #REF! | #REF! | #REF! | #REF! | #REF! | #REF! | #REF! | #REF! | #REF! | #REF! |  |  | #REF! | #REF! | #REF! | #REF! | #REF! | #REF!
#REF! | #REF! | #REF! | #REF! | #REF! | #REF! | #REF! | #REF! | #REF! | #REF! | #REF! | #REF! |  |  | #REF! | #REF! | #REF! | #REF! | #REF!
#REF! | #REF! | #REF! | #REF! | #REF! | #REF! | #REF! | #REF! | #REF! | #REF! | #REF! | #REF! |  |  | #REF! | #REF! | #REF! | #REF! | #REF!
#REF! | #REF! | #REF! | #REF! | #REF! | #REF! | #REF! | #REF! | #REF! | #REF! | #REF! | #REF! |  |  | #REF! | #REF! | #REF! | #REF! | #REF!
#REF! | #REF! | #REF! | #REF! | #REF! | #REF! | #REF! | #REF! | #REF! | #REF! | #REF! | #REF! |  |  | #REF! | #REF! | #REF! | #REF! | #REF!
#REF! | #REF! | #REF! | #REF! | #REF! | #REF! | #REF! | #REF! | #REF! | #REF! | #REF! | #REF! |  |  | #REF! | #REF! | #REF! | #REF! | #REF!
#REF! | #REF! | #REF! | #REF! | #REF! | #REF! | #REF! | #REF! | #REF! | #REF! | #REF! | #REF! |  |  | #REF! | #REF! | #REF! | #REF! | #REF! | #REF!
#REF! | #REF! | #REF! | #REF! | #REF! | #REF! | #REF! | #REF! | #REF! | #REF! | #REF! | #REF! |  |  | #REF! | #REF! | #REF! | #REF! | #REF! | #REF!
#REF! | #REF! | #REF! | #REF! | #REF! | #REF! | #REF! | #REF! | #REF! | #REF! | #REF! | #REF! |  |  | #REF! | #REF! | #REF! | #REF! | #REF! | #REF!
#REF! | #REF! | #REF! | #REF! | #REF! | #REF! | #REF! | #REF! | #REF! | #REF! | #REF! | #REF! |  |  | #REF! | #REF! | #REF! | #REF! | #REF!
#REF! | #REF! | #REF! | #REF! | #REF! | #REF! | #REF! | #REF! | #REF! | #REF! | #REF! | #REF! |  |  | #REF! | #REF! | #REF! | #REF! | #REF!
#REF! | #REF! | #REF! | #REF! | #REF! | #REF! | #REF! | #REF! | #REF! | #REF! | #REF! | #REF! |  |  | #REF! | #REF! | #REF! | #REF! | #REF!
#REF! | #REF! | #REF! | #REF! | #REF! | #REF! | #REF! | #REF! | #REF! | #REF! | #REF! | #REF! |  |  | #REF! | #REF! | #REF! | #REF! | #REF!
#REF! | #REF! | #REF! | #REF! | #REF! | #REF! | #REF! | #REF! | #REF! | #REF! | #REF! | #REF! |  |  | #REF! | #REF! | #REF! | #REF! | #REF!
#REF! | #REF! | #REF! | #REF! | #REF! | #REF! | #REF! | #REF! | #REF! | #REF! | #REF! | #REF! |  |  | #REF! | #REF! | #REF! | #REF! | #REF!
#REF! | #REF! | #REF! | #REF! | #REF! | #REF! | #REF! | #REF! | #REF! | #REF! | #REF! | #REF! |  |  | #REF! | #REF! | #REF! | #REF! | #REF! | #REF!
#REF! | #REF! | #REF! | #REF! | #REF! | #REF! | #REF! | #REF! | #REF! | #REF! | #REF! | #REF! |  |  | #REF! | #REF! | #REF! | #REF! | #REF!
#REF! | #REF! | #REF! | #REF! | #REF! | #REF! | #REF! | #REF! | #REF! | #REF! | #REF! | #REF! |  |  | #REF! | #REF! | #REF! | #REF! | #REF!
#REF! | #REF! | #REF! | #REF! | #REF! | #REF! | #REF! | #REF! | #REF! | #REF! | #REF! | #REF! |  |  | #REF! | #REF! | #REF! | #REF! | #REF!
#REF! | #REF! | #REF! | #REF! | #REF! | #REF! | #REF! | #REF! | #REF! | #REF! | #REF! | #REF! |  |  | #REF! | #REF! | #REF! | #REF! | #REF!
#REF! | #REF! | #REF! | #REF! | #REF! | #REF! | #REF! | #REF! | #REF! | #REF! | #REF! | #REF! |  |  | #REF! | #REF! | #REF! | #REF! | #REF!
#REF! | #REF! | #REF! | #REF! | #REF! | #REF! | #REF! | #REF! | #REF! | #REF! | #REF! | #REF! |  |  | #REF! | #REF! | #REF! | #REF! | #REF!
#REF! | #REF! | #REF! | #REF! | #REF! | #REF! | #REF! | #REF! | #REF! | #REF! | #REF! | #REF! |  |  | #REF! | #REF! | #REF! | #REF! | #REF!
#REF! | #REF! | #REF! | #REF! | #REF! | #REF! | #REF! | #REF! | #REF! | #REF! | #REF! | #REF! |  |  | #REF! | #REF! | #REF! | #REF! | #REF!
#REF! | #REF! | #REF! | #REF! | #REF! | #REF! | #REF! | #REF! | #REF! | #REF! | #REF! | #REF! |  |  | #REF! | #REF! | #REF! | #REF! | #REF!
#REF! | #REF! | #REF! | #REF! | #REF! | #REF! | #REF! | #REF! | #REF! | #REF! | #REF! | #REF! |  |  | #REF! | #REF! | #REF! | #REF! | #REF! | #REF!
#REF! | #REF! | #REF! | #REF! | #REF! | #REF! | #REF! | #REF! | #REF! | #REF! | #REF! | #REF! |  |  | #REF! | #REF! | #REF! | #REF! | #REF! | #REF!
#REF! | #REF! | #REF! | #REF! | #REF! | #REF! | #REF! | #REF! | #REF! | #REF! | #REF! | #REF! |  |  | #REF! | #REF! | #REF! | #REF! | #REF!
#REF! | #REF! | #REF! | #REF! | #REF! | #REF! | #REF! | #REF! | #REF! | #REF! | #REF! | #REF! |  |  | #REF! | #REF! | #REF! | #REF! | #REF! | #REF!
#REF! | #REF! | #REF! | #REF! | #REF! | #REF! | #REF! | #REF! | #REF! | #REF! | #REF! | #REF! |  |  | #REF! | #REF! | #REF! | #REF! | #REF!
#REF! | #REF! | #REF! | #REF! | #REF! | #REF! | #REF! | #REF! | #REF! | #REF! | #REF! | #REF! |  |  | #REF! | #REF! | #REF! | #REF! | #REF! | #REF!
#REF! | #REF! | #REF! | #REF! | #REF! | #REF! | #REF! | #REF! | #REF! | #REF! | #REF! | #REF! |  |  | #REF! | #REF! | #REF! | #REF! | #REF!
#REF! | #REF! | #REF! | #REF! | #REF! | #REF! | #REF! | #REF! | #REF! | #REF! | #REF! | #REF! |  |  | #REF! | #REF! | #REF! | #REF! | #REF!
#REF! | #REF! | #REF! | #REF! | #REF! | #REF! | #REF! | #REF! | #REF! | #REF! | #REF! | #REF! |  |  | #REF! | #REF! | #REF! | #REF! | #REF!
#REF! | #REF! | #REF! | #REF! | #REF! | #REF! | #REF! | #REF! | #REF! | #REF! | #REF! | #REF! |  |  | #REF! | #REF! | #REF! | #REF! | #REF!
#REF! | #REF! | #REF! | #REF! | #REF! | #REF! | #REF! | #REF! | #REF! | #REF! | #REF! | #REF! |  |  | #REF! | #REF! | #REF! | #REF! | #REF!
#REF! | #REF! | #REF! | #REF! | #REF! | #REF! | #REF! | #REF! | #REF! | #REF! | #REF! | #REF! |  |  | #REF! | #REF! | #REF! | #REF! | #REF!
#REF! | #REF! | #REF! | #REF! | #REF! | #REF! | #REF! | #REF! | #REF! | #REF! | #REF! | #REF! |  |  | #REF! | #REF! | #REF! | #REF! | #REF!
#REF! | #REF! | #REF! | #REF! | #REF! | #REF! | #REF! | #REF! | #REF! | #REF! | #REF! | #REF! |  |  | #REF! | #REF! | #REF! | #REF! | #REF! | #REF!
#REF! | #REF! | #REF! | #REF! | #REF! | #REF! | #REF! | #REF! | #REF! | #REF! | #REF! | #REF! |  |  | #REF! | #REF! | #REF! | #REF! | #REF!
#REF! | #REF! | #REF! | #REF! | #REF! | #REF! | #REF! | #REF! | #REF! | #REF! | #REF! | #REF! |  |  | #REF! | #REF! | #REF! | #REF! | #REF! | #REF!
#REF! | #REF! | #REF! | #REF! | #REF! | #REF! | #REF! | #REF! | #REF! | #REF! | #REF! | #REF! |  |  | #REF! | #REF! | #REF! | #REF! | #REF! | #REF!
#REF! | #REF! | #REF! | #REF! | #REF! | #REF! | #REF! | #REF! | #REF! | #REF! | #REF! | #REF! |  |  | #REF! | #REF! | #REF! | #REF! | #REF! | #REF!
#REF! | #REF! | #REF! | #REF! | #REF! | #REF! | #REF! | #REF! | #REF! | #REF! | #REF! | #REF! |  |  | #REF! | #REF! | #REF! | #REF! | #REF! | #REF!
#REF! | #REF! | #REF! | #REF! | #REF! | #REF! | #REF! | #REF! | #REF! | #REF! | #REF! | #REF! |  |  | #REF! | #REF! | #REF! | #REF! | #REF! | #REF!
#REF! | #REF! | #REF! | #REF! | #REF! | #REF! | #REF! | #REF! | #REF! | #REF! | #REF! | #REF! |  |  | #REF! | #REF! | #REF! | #REF! | #REF! | #REF!
#REF! | #REF! | #REF! | #REF! | #REF! | #REF! | #REF! | #REF! | #REF! | #REF! | #REF! | #REF! |  |  | #REF! | #REF! | #REF! | #REF! | #REF! | #REF!
#REF! | #REF! | #REF! | #REF! | #REF! | #REF! | #REF! | #REF! | #REF! | #REF! | #REF! | #REF! |  |  | #REF! | #REF! | #REF! | #REF! | #REF! | #REF!
#REF! | #REF! | #REF! | #REF! | #REF! | #REF! | #REF! | #REF! | #REF! | #REF! | #REF! | #REF! |  |  | #REF! | #REF! | #REF! | #REF! | #REF!
#REF! | #REF! | #REF! | #REF! | #REF! | #REF! | #REF! | #REF! | #REF! | #REF! | #REF! | #REF! |  |  | #REF! | #REF! | #REF! | #REF! | #REF!
#REF! | #REF! | #REF! | #REF! | #REF! | #REF! | #REF! | #REF! | #REF! | #REF! | #REF! | #REF! |  |  | #REF! | #REF! | #REF! | #REF! | #REF!
#REF! | #REF! | #REF! | #REF! | #REF! | #REF! | #REF! | #REF! | #REF! | #REF! | #REF! | #REF! |  |  | #REF! | #REF! | #REF! | #REF! | #REF!
#REF! | #REF! | #REF! | #REF! | #REF! | #REF! | #REF! | #REF! | #REF! | #REF! | #REF! | #REF! |  |  | #REF! | #REF! | #REF! | #REF! | #REF! | #REF!
#REF! | #REF! | #REF! | #REF! | #REF! | #REF! | #REF! | #REF! | #REF! | #REF! | #REF! | #REF! |  |  | #REF! | #REF! | #REF! | #REF! | #REF! | #REF!
#REF! | #REF! | #REF! | #REF! | #REF! | #REF! | #REF! | #REF! | #REF! | #REF! | #REF! | #REF! |  |  | #REF! | #REF! | #REF! | #REF! | #REF! | #REF!
#REF! | #REF! | #REF! | #REF! | #REF! | #REF! | #REF! | #REF! | #REF! | #REF! | #REF! | #REF! |  |  | #REF! | #REF! | #REF! | #REF! | #REF! | #REF!
#REF! | #REF! | #REF! | #REF! | #REF! | #REF! | #REF! | #REF! | #REF! | #REF! | #REF! | #REF! |  |  | #REF! | #REF! | #REF! | #REF! | #REF!
#REF! | #REF! | #REF! | #REF! | #REF! | #REF! | #REF! | #REF! | #REF! | #REF! | #REF! | #REF! |  |  | #REF! | #REF! | #REF! | #REF! | #REF!
#REF! | #REF! | #REF! | #REF! | #REF! | #REF! | #REF! | #REF! | #REF! | #REF! | #REF! | #REF! |  |  | #REF! | #REF! | #REF! | #REF! | #REF!
#REF! | #REF! | #REF! | #REF! | #REF! | #REF! | #REF! | #REF! | #REF! | #REF! | #REF! | #REF! |  |  | #REF! | #REF! | #REF! | #REF! | #REF!
#REF! | #REF! | #REF! | #REF! | #REF! | #REF! | #REF! | #REF! | #REF! | #REF! | #REF! | #REF! |  |  | #REF! | #REF! | #REF! | #REF! | #REF!
#REF! | #REF! | #REF! | #REF! | #REF! | #REF! | #REF! | #REF! | #REF! | #REF! | #REF! | #REF! |  |  | #REF! | #REF! | #REF! | #REF! | #REF!
01.03.01 | #REF! | #REF! | #REF! | #REF! | #REF! | #REF! | #REF! | #REF! | #REF! | #REF! | #REF! |  |  | #REF! | #REF! | #REF! | #REF! | #REF! | #REF!
09.01.02 | SINAPI | 72897 | CARGA MANUAL DE ENTULHO EM CAMINHAO BASCULANTE 6 M3 | m³ | 18 | 7.29 | 12.81 | 361.8 | 295.69 | 447.99 | 0.05674% |  |  | #REF! | #REF! | #REF! | #REF! | #REF!
#REF! | #REF! | #REF! | #REF! | #REF! | #REF! | #REF! | #REF! | #REF! | #REF! | #REF! | #REF! |  |  | #REF! | #REF! | #REF! | #REF! | #REF! | #REF!
#REF! | #REF! | #REF! | #REF! | #REF! | #REF! | #REF! | #REF! | #REF! | #REF! | #REF! | #REF! |  |  | #REF! | #REF! | #REF! | #REF! | #REF!
#REF! | #REF! | #REF! | #REF! | #REF! | #REF! | #REF! | #REF! | #REF! | #REF! | #REF! | #REF! |  |  | #REF! | #REF! | #REF! | #REF! | #REF! | #REF!
#REF! | #REF! | #REF! | #REF! | #REF! | #REF! | #REF! | #REF! | #REF! | #REF! | #REF! | #REF! |  |  | #REF! | #REF! | #REF! | #REF! | #REF! | #REF!
#REF! | #REF! | #REF! | #REF! | #REF! | #REF! | #REF! | #REF! | #REF! | #REF! | #REF! | #REF! |  |  | #REF! | #REF! | #REF! | #REF! | #REF! | #REF!
#REF! | #REF! | #REF! | #REF! | #REF! | #REF! | #REF! | #REF! | #REF! | #REF! | #REF! | #REF! |  |  | #REF! | #REF! | #REF! | #REF! | #REF! | #REF!
#REF! | #REF! | #REF! | #REF! | #REF! | #REF! | #REF! | #REF! | #REF! | #REF! | #REF! | #REF! |  |  | #REF! | #REF! | #REF! | #REF! | #REF!
#REF! | #REF! | #REF! | #REF! | #REF! | #REF! | #REF! | #REF! | #REF! | #REF! | #REF! | #REF! |  |  | #REF! | #REF! | #REF! | #REF! | #REF!
#REF! | #REF! | #REF! | #REF! | #REF! | #REF! | #REF! | #REF! | #REF! | #REF! | #REF! | #REF! |  |  | #REF! | #REF! | #REF! | #REF! | #REF!
#REF! | #REF! | #REF! | #REF! | #REF! | #REF! | #REF! | #REF! | #REF! | #REF! | #REF! | #REF! |  |  | #REF! | #REF! | #REF! | #REF! | #REF!
#REF! | #REF! | #REF! | #REF! | #REF! | #REF! | #REF! | #REF! | #REF! | #REF! | #REF! | #REF! |  |  | #REF! | #REF! | #REF! | #REF! | #REF!
#REF! | #REF! | #REF! | #REF! | #REF! | #REF! | #REF! | #REF! | #REF! | #REF! | #REF! | #REF! |  |  | #REF! | #REF! | #REF! | #REF! | #REF!
#REF! | #REF! | #REF! | #REF! | #REF! | #REF! | #REF! | #REF! | #REF! | #REF! | #REF! | #REF! |  |  | #REF! | #REF! | #REF! | #REF! | #REF!
#REF! | #REF! | #REF! | #REF! | #REF! | #REF! | #REF! | #REF! | #REF! | #REF! | #REF! | #REF! |  |  | #REF! | #REF! | #REF! | #REF! | #REF!
#REF! | #REF! | #REF! | #REF! | #REF! | #REF! | #REF! | #REF! | #REF! | #REF! | #REF! | #REF! |  |  | #REF! | #REF! | #REF! | #REF! | #REF! | #REF!
#REF! | #REF! | #REF! | #REF! | #REF! | #REF! | #REF! | #REF! | #REF! | #REF! | #REF! | #REF! |  |  | #REF! | #REF! | #REF! | #REF! | #REF!
#REF! | #REF! | #REF! | #REF! | #REF! | #REF! | #REF! | #REF! | #REF! | #REF! | #REF! | #REF! |  |  | #REF! | #REF! | #REF! | #REF! | #REF!
#REF! | #REF! | #REF! | #REF! | #REF! | #REF! | #REF! | #REF! | #REF! | #REF! | #REF! | #REF! |  |  | #REF! | #REF! | #REF! | #REF! | #REF!
#REF! | #REF! | #REF! | #REF! | #REF! | #REF! | #REF! | #REF! | #REF! | #REF! | #REF! | #REF! |  |  | #REF! | #REF! | #REF! | #REF! | #REF!
#REF! | #REF! | #REF! | #REF! | #REF! | #REF! | #REF! | #REF! | #REF! | #REF! | #REF! | #REF! |  |  | #REF! | #REF! | #REF! | #REF! | #REF!
#REF! | #REF! | #REF! | #REF! | #REF! | #REF! | #REF! | #REF! | #REF! | #REF! | #REF! | #REF! |  |  | #REF! | #REF! | #REF! | #REF! | #REF!
#REF! | #REF! | #REF! | #REF! | #REF! | #REF! | #REF! | #REF! | #REF! | #REF! | #REF! | #REF! |  |  | #REF! | #REF! | #REF! | #REF! | #REF! | #REF!
#REF! | #REF! | #REF! | #REF! | #REF! | #REF! | #REF! | #REF! | #REF! | #REF! | #REF! | #REF! |  |  | #REF! | #REF! | #REF! | #REF! | #REF! | #REF!
#REF! | #REF! | #REF! | #REF! | #REF! | #REF! | #REF! | #REF! | #REF! | #REF! | #REF! | #REF! |  |  | #REF! | #REF! | #REF! | #REF! | #REF! | #REF!
#REF! | #REF! | #REF! | #REF! | #REF! | #REF! | #REF! | #REF! | #REF! | #REF! | #REF! | #REF! |  |  | #REF! | #REF! | #REF! | #REF! | #REF! | #REF!
#REF! | #REF! | #REF! | #REF! | #REF! | #REF! | #REF! | #REF! | #REF! | #REF! | #REF! | #REF! |  |  | #REF! | #REF! | #REF! | #REF! | #REF! | #REF!
#REF! | #REF! | #REF! | #REF! | #REF! | #REF! | #REF! | #REF! | #REF! | #REF! | #REF! | #REF! |  |  | #REF! | #REF! | #REF! | #REF! | #REF! | #REF!
#REF! | #REF! | #REF! | #REF! | #REF! | #REF! | #REF! | #REF! | #REF! | #REF! | #REF! | #REF! |  |  | #REF! | #REF! | #REF! | #REF! | #REF! | #REF!
#REF! | #REF! | #REF! | #REF! | #REF! | #REF! | #REF! | #REF! | #REF! | #REF! | #REF! | #REF! |  |  | #REF! | #REF! | #REF! | #REF! | #REF! | #REF!
#REF! | #REF! | #REF! | #REF! | #REF! | #REF! | #REF! | #REF! | #REF! | #REF! | #REF! | #REF! |  |  | #REF! | #REF! | #REF! | #REF! | #REF! | #REF!
#REF! | #REF! | #REF! | #REF! | #REF! | #REF! | #REF! | #REF! | #REF! | #REF! | #REF! | #REF! |  |  | #REF! | #REF! | #REF! | #REF! | #REF! | #REF!
#REF! | #REF! | #REF! | #REF! | #REF! | #REF! | #REF! | #REF! | #REF! | #REF! | #REF! | #REF! |  |  | #REF! | #REF! | #REF! | #REF! | #REF! | #REF!
#REF! | #REF! | #REF! | #REF! | #REF! | #REF! | #REF! | #REF! | #REF! | #REF! | #REF! | #REF! |  |  | #REF! | #REF! | #REF! | #REF! | #REF! | #REF!
#REF! | #REF! | #REF! | #REF! | #REF! | #REF! | #REF! | #REF! | #REF! | #REF! | #REF! | #REF! |  |  | #REF! | #REF! | #REF! | #REF! | #REF! | #REF!
#REF! | #REF! | #REF! | #REF! | #REF! | #REF! | #REF! | #REF! | #REF! | #REF! | #REF! | #REF! |  |  | #REF! | #REF! | #REF! | #REF! | #REF! | #REF!
#REF! | #REF! | #REF! | #REF! | #REF! | #REF! | #REF! | #REF! | #REF! | #REF! | #REF! | #REF! |  |  | #REF! | #REF! | #REF! | #REF! | #REF! | #REF!
#REF! | #REF! | #REF! | #REF! | #REF! | #REF! | #REF! | #REF! | #REF! | #REF! | #REF! | #REF! |  |  | #REF! | #REF! | #REF! | #REF! | #REF! | #REF!
#REF! | #REF! | #REF! | #REF! | #REF! | #REF! | #REF! | #REF! | #REF! | #REF! | #REF! | #REF! |  |  | #REF! | #REF! | #REF! | #REF! | #REF! | #REF!
#REF! | #REF! | #REF! | #REF! | #REF! | #REF! | #REF! | #REF! | #REF! | #REF! | #REF! | #REF! |  |  | #REF! | #REF! | #REF! | #REF! | #REF!
#REF! | #REF! | #REF! | #REF! | #REF! | #REF! | #REF! | #REF! | #REF! | #REF! | #REF! | #REF! |  |  | #REF! | #REF! | #REF! | #REF! | #REF!
#REF! | #REF! | #REF! | #REF! | #REF! | #REF! | #REF! | #REF! | #REF! | #REF! | #REF! | #REF! |  |  | #REF! | #REF! | #REF! | #REF! | #REF!
#REF! | #REF! | #REF! | #REF! | #REF! | #REF! | #REF! | #REF! | #REF! | #REF! | #REF! | #REF! |  |  | #REF! | #REF! | #REF! | #REF! | #REF! | #REF!
#REF! | #REF! | #REF! | #REF! | #REF! | #REF! | #REF! | #REF! | #REF! | #REF! | #REF! | #REF! |  |  | #REF! | #REF! | #REF! | #REF! | #REF! | #REF!
#REF! | #REF! | #REF! | #REF! | #REF! | #REF! | #REF! | #REF! | #REF! | #REF! | #REF! | #REF! |  |  | #REF! | #REF! | #REF! | #REF! | #REF! | #REF!
#REF! | #REF! | #REF! | #REF! | #REF! | #REF! | #REF! | #REF! | #REF! | #REF! | #REF! | #REF! |  |  | #REF! | #REF! | #REF! | #REF! | #REF!
#REF! | #REF! | #REF! | #REF! | #REF! | #REF! | #REF! | #REF! | #REF! | #REF! | #REF! | #REF! |  |  | #REF! | #REF! | #REF! | #REF! | #REF!
#REF! | #REF! | #REF! | #REF! | #REF! | #REF! | #REF! | #REF! | #REF! | #REF! | #REF! | #REF! |  |  | #REF! | #REF! | #REF! | #REF! | #REF!
#REF! | #REF! | #REF! | #REF! | #REF! | #REF! | #REF! | #REF! | #REF! | #REF! | #REF! | #REF! |  |  | #REF! | #REF! | #REF! | #REF! | #REF!
#REF! | #REF! | #REF! | #REF! | #REF! | #REF! | #REF! | #REF! | #REF! | #REF! | #REF! | #REF! |  |  | #REF! | #REF! | #REF! | #REF! | #REF!
#REF! | #REF! | #REF! | #REF! | #REF! | #REF! | #REF! | #REF! | #REF! | #REF! | #REF! | #REF! |  |  | #REF! | #REF! | #REF! | #REF! | #REF!
#REF! | #REF! | #REF! | #REF! | #REF! | #REF! | #REF! | #REF! | #REF! | #REF! | #REF! | #REF! |  |  | #REF! | #REF! | #REF! | #REF! | #REF!
#REF! | #REF! | #REF! | #REF! | #REF! | #REF! | #REF! | #REF! | #REF! | #REF! | #REF! | #REF! |  |  | #REF! | #REF! | #REF! | #REF! | #REF!
#REF! | #REF! | #REF! | #REF! | #REF! | #REF! | #REF! | #REF! | #REF! | #REF! | #REF! | #REF! |  |  | #REF! | #REF! | #REF! | #REF! | #REF!
#REF! | #REF! | #REF! | #REF! | #REF! | #REF! | #REF! | #REF! | #REF! | #REF! | #REF! | #REF! |  |  | #REF! | #REF! | #REF! | #REF! | #REF!
#REF! | #REF! | #REF! | #REF! | #REF! | #REF! | #REF! | #REF! | #REF! | #REF! | #REF! | #REF! |  |  | #REF! | #REF! | #REF! | #REF! | #REF!
#REF! | #REF! | #REF! | #REF! | #REF! | #REF! | #REF! | #REF! | #REF! | #REF! | #REF! | #REF! |  |  | #REF! | #REF! | #REF! | #REF! | #REF!
#REF! | #REF! | #REF! | #REF! | #REF! | #REF! | #REF! | #REF! | #REF! | #REF! | #REF! | #REF! |  |  | #REF! | #REF! | #REF! | #REF! | #REF!
#REF! | #REF! | #REF! | #REF! | #REF! | #REF! | #REF! | #REF! | #REF! | #REF! | #REF! | #REF! |  |  | #REF! | #REF! | #REF! | #REF! | #REF!
#REF! | #REF! | #REF! | #REF! | #REF! | #REF! | #REF! | #REF! | #REF! | #REF! | #REF! | #REF! |  |  | #REF! | #REF! | #REF! | #REF! | #REF! | #REF!
#REF! | #REF! | #REF! | #REF! | #REF! | #REF! | #REF! | #REF! | #REF! | #REF! | #REF! | #REF! |  |  | #REF! | #REF! | #REF! | #REF! | #REF! | #REF!
#REF! | #REF! | #REF! | #REF! | #REF! | #REF! | #REF! | #REF! | #REF! | #REF! | #REF! | #REF! |  |  | #REF! | #REF! | #REF! | #REF! | #REF! | #REF!
#REF! | #REF! | #REF! | #REF! | #REF! | #REF! | #REF! | #REF! | #REF! | #REF! | #REF! | #REF! |  |  | #REF! | #REF! | #REF! | #REF! | #REF!
#REF! | #REF! | #REF! | #REF! | #REF! | #REF! | #REF! | #REF! | #REF! | #REF! | #REF! | #REF! |  |  | #REF! | #REF! | #REF! | #REF! | #REF! | #REF!
#REF! | #REF! | #REF! | #REF! | #REF! | #REF! | #REF! | #REF! | #REF! | #REF! | #REF! | #REF! |  |  | #REF! | #REF! | #REF! | #REF! | #REF! | #REF!
#REF! | #REF! | #REF! | #REF! | #REF! | #REF! | #REF! | #REF! | #REF! | #REF! | #REF! | #REF! |  |  | #REF! | #REF! | #REF! | #REF! | #REF! | #REF!
#REF! | #REF! | #REF! | #REF! | #REF! | #REF! | #REF! | #REF! | #REF! | #REF! | #REF! | #REF! |  |  | #REF! | #REF! | #REF! | #REF! | #REF! | #REF!
#REF! | #REF! | #REF! | #REF! | #REF! | #REF! | #REF! | #REF! | #REF! | #REF! | #REF! | #REF! |  |  | #REF! | #REF! | #REF! | #REF! | #REF! | #REF!
#REF! | #REF! | #REF! | #REF! | #REF! | #REF! | #REF! | #REF! | #REF! | #REF! | #REF! | #REF! |  |  | #REF! | #REF! | #REF! | #REF! | #REF! | #REF!
#REF! | #REF! | #REF! | #REF! | #REF! | #REF! | #REF! | #REF! | #REF! | #REF! | #REF! | #REF! |  |  | #REF! | #REF! | #REF! | #REF! | #REF! | #REF!
#REF! | #REF! | #REF! | #REF! | #REF! | #REF! | #REF! | #REF! | #REF! | #REF! | #REF! | #REF! |  |  | #REF! | #REF! | #REF! | #REF! | #REF!
#REF! | #REF! | #REF! | #REF! | #REF! | #REF! | #REF! | #REF! | #REF! | #REF! | #REF! | #REF! |  |  | #REF! | #REF! | #REF! | #REF! | #REF!
#REF! | #REF! | #REF! | #REF! | #REF! | #REF! | #REF! | #REF! | #REF! | #REF! | #REF! | #REF! |  |  | #REF! | #REF! | #REF! | #REF! | #REF!
#REF! | #REF! | #REF! | #REF! | #REF! | #REF! | #REF! | #REF! | #REF! | #REF! | #REF! | #REF! |  |  | #REF! | #REF! | #REF! | #REF! | #REF!
#REF! | #REF! | #REF! | #REF! | #REF! | #REF! | #REF! | #REF! | #REF! | #REF! | #REF! | #REF! |  |  | #REF! | #REF! | #REF! | #REF! | #REF!
#REF! | #REF! | #REF! | #REF! | #REF! | #REF! | #REF! | #REF! | #REF! | #REF! | #REF! | #REF! |  |  | #REF! | #REF! | #REF! | #REF! | #REF!
#REF! | #REF! | #REF! | #REF! | #REF! | #REF! | #REF! | #REF! | #REF! | #REF! | #REF! | #REF! |  |  | #REF! | #REF! | #REF! | #REF! | #REF!
#REF! | #REF! | #REF! | #REF! | #REF! | #REF! | #REF! | #REF! | #REF! | #REF! | #REF! | #REF! |  |  | #REF! | #REF! | #REF! | #REF! | #REF! | #REF!
#REF! | #REF! | #REF! | #REF! | #REF! | #REF! | #REF! | #REF! | #REF! | #REF! | #REF! | #REF! |  |  | #REF! | #REF! | #REF! | #REF! | #REF! | #REF!
#REF! | #REF! | #REF! | #REF! | #REF! | #REF! | #REF! | #REF! | #REF! | #REF! | #REF! | #REF! |  |  | #REF! | #REF! | #REF! | #REF! | #REF! | #REF!
#REF! | #REF! | #REF! | #REF! | #REF! | #REF! | #REF! | #REF! | #REF! | #REF! | #REF! | #REF! |  |  | #REF! | #REF! | #REF! | #REF! | #REF! | #REF!
#REF! | #REF! | #REF! | #REF! | #REF! | #REF! | #REF! | #REF! | #REF! | #REF! | #REF! | #REF! |  |  | #REF! | #REF! | #REF! | #REF! | #REF!
#REF! | #REF! | #REF! | #REF! | #REF! | #REF! | #REF! | #REF! | #REF! | #REF! | #REF! | #REF! |  |  | #REF! | #REF! | #REF! | #REF! | #REF!
#REF! | #REF! | #REF! | #REF! | #REF! | #REF! | #REF! | #REF! | #REF! | #REF! | #REF! | #REF! |  |  | #REF! | #REF! | #REF! | #REF! | #REF!
#REF! | #REF! | #REF! | #REF! | #REF! | #REF! | #REF! | #REF! | #REF! | #REF! | #REF! | #REF! |  |  | #REF! | #REF! | #REF! | #REF! | #REF!
#REF! | #REF! | #REF! | #REF! | #REF! | #REF! | #REF! | #REF! | #REF! | #REF! | #REF! | #REF! |  |  | #REF! | #REF! | #REF! | #REF! | #REF!
#REF! | #REF! | #REF! | #REF! | #REF! | #REF! | #REF! | #REF! | #REF! | #REF! | #REF! | #REF! |  |  | #REF! | #REF! | #REF! | #REF! | #REF!
#REF! | #REF! | #REF! | #REF! | #REF! | #REF! | #REF! | #REF! | #REF! | #REF! | #REF! | #REF! |  |  | #REF! | #REF! | #REF! | #REF! | #REF!
#REF! | #REF! | #REF! | #REF! | #REF! | #REF! | #REF! | #REF! | #REF! | #REF! | #REF! | #REF! |  |  | #REF! | #REF! | #REF! | #REF! | #REF!
#REF! | #REF! | #REF! | #REF! | #REF! | #REF! | #REF! | #REF! | #REF! | #REF! | #REF! | #REF! |  |  | #REF! | #REF! | #REF! | #REF! | #REF!
#REF! | #REF! | #REF! | #REF! | #REF! | #REF! | #REF! | #REF! | #REF! | #REF! | #REF! | #REF! |  |  | #REF! | #REF! | #REF! | #REF! | #REF!
#REF! | #REF! | #REF! | #REF! | #REF! | #REF! | #REF! | #REF! | #REF! | #REF! | #REF! | #REF! |  |  | #REF! | #REF! | #REF! | #REF! | #REF!
#REF! | #REF! | #REF! | #REF! | #REF! | #REF! | #REF! | #REF! | #REF! | #REF! | #REF! | #REF! |  |  | #REF! | #REF! | #REF! | #REF! | #REF!
#REF! | #REF! | #REF! | #REF! | #REF! | #REF! | #REF! | #REF! | #REF! | #REF! | #REF! | #REF! |  |  | #REF! | #REF! | #REF! | #REF! | #REF!
#REF! | #REF! | #REF! | #REF! | #REF! | #REF! | #REF! | #REF! | #REF! | #REF! | #REF! | #REF! |  |  | #REF! | #REF! | #REF! | #REF! | #REF!
#REF! | #REF! | #REF! | #REF! | #REF! | #REF! | #REF! | #REF! | #REF! | #REF! | #REF! | #REF! |  |  | #REF! | #REF! | #REF! | #REF! | #REF! | #REF!
#REF! | #REF! | #REF! | #REF! | #REF! | #REF! | #REF! | #REF! | #REF! | #REF! | #REF! | #REF! |  |  | #REF! | #REF! | #REF! | #REF! | #REF! | #REF!
#REF! | #REF! | #REF! | #REF! | #REF! | #REF! | #REF! | #REF! | #REF! | #REF! | #REF! | #REF! |  |  | #REF! | #REF! | #REF! | #REF! | #REF! | #REF!
#REF! | #REF! | #REF! | #REF! | #REF! | #REF! | #REF! | #REF! | #REF! | #REF! | #REF! | #REF! |  |  | #REF! | #REF! | #REF! | #REF! | #REF! | #REF!
#REF! | #REF! | #REF! | #REF! | #REF! | #REF! | #REF! | #REF! | #REF! | #REF! | #REF! | #REF! |  |  | #REF! | #REF! | #REF! | #REF! | #REF! | #REF!
#REF! | #REF! | #REF! | #REF! | #REF! | #REF! | #REF! | #REF! | #REF! | #REF! | #REF! | #REF! |  |  | #REF! | #REF! | #REF! | #REF! | #REF!
#REF! | #REF! | #REF! | #REF! | #REF! | #REF! | #REF! | #REF! | #REF! | #REF! | #REF! | #REF! |  |  | #REF! | #REF! | #REF! | #REF! | #REF!
#REF! | #REF! | #REF! | #REF! | #REF! | #REF! | #REF! | #REF! | #REF! | #REF! | #REF! | #REF! |  |  | #REF! | #REF! | #REF! | #REF! | #REF!
#REF! | #REF! | #REF! | #REF! | #REF! | #REF! | #REF! | #REF! | #REF! | #REF! | #REF! | #REF! |  |  | #REF! | #REF! | #REF! | #REF! | #REF!
#REF! | #REF! | #REF! | #REF! | #REF! | #REF! | #REF! | #REF! | #REF! | #REF! | #REF! | #REF! |  |  | #REF! | #REF! | #REF! | #REF! | #REF!
#REF! | #REF! | #REF! | #REF! | #REF! | #REF! | #REF! | #REF! | #REF! | #REF! | #REF! | #REF! |  |  | #REF! | #REF! | #REF! | #REF! | #REF! | #REF!
#REF! | #REF! | #REF! | #REF! | #REF! | #REF! | #REF! | #REF! | #REF! | #REF! | #REF! | #REF! |  |  | #REF! | #REF! | #REF! | #REF! | #REF! | #REF!
#REF! | #REF! | #REF! | #REF! | #REF! | #REF! | #REF! | #REF! | #REF! | #REF! | #REF! | #REF! |  |  | #REF! | #REF! | #REF! | #REF! | #REF!
#REF! | #REF! | #REF! | #REF! | #REF! | #REF! | #REF! | #REF! | #REF! | #REF! | #REF! | #REF! |  |  | #REF! | #REF! | #REF! | #REF! | #REF!
#REF! | #REF! | #REF! | #REF! | #REF! | #REF! | #REF! | #REF! | #REF! | #REF! | #REF! | #REF! |  |  | #REF! | #REF! | #REF! | #REF! | #REF!
#REF! | #REF! | #REF! | #REF! | #REF! | #REF! | #REF! | #REF! | #REF! | #REF! | #REF! | #REF! |  |  | #REF! | #REF! | #REF! | #REF! | #REF!
#REF! | #REF! | #REF! | #REF! | #REF! | #REF! | #REF! | #REF! | #REF! | #REF! | #REF! | #REF! |  |  | #REF! | #REF! | #REF! | #REF! | #REF!
#REF! | #REF! | #REF! | #REF! | #REF! | #REF! | #REF! | #REF! | #REF! | #REF! | #REF! | #REF! |  |  | #REF! | #REF! | #REF! | #REF! | #REF! | #REF!
#REF! | #REF! | #REF! | #REF! | #REF! | #REF! | #REF! | #REF! | #REF! | #REF! | #REF! | #REF! |  |  | #REF! | #REF! | #REF! | #REF! | #REF! | #REF!
#REF! | #REF! | #REF! | #REF! | #REF! | #REF! | #REF! | #REF! | #REF! | #REF! | #REF! | #REF! |  |  | #REF! | #REF! | #REF! | #REF! | #REF!
#REF! | #REF! | #REF! | #REF! | #REF! | #REF! | #REF! | #REF! | #REF! | #REF! | #REF! | #REF! |  |  | #REF! | #REF! | #REF! | #REF! | #REF!
#REF! | #REF! | #REF! | #REF! | #REF! | #REF! | #REF! | #REF! | #REF! | #REF! | #REF! | #REF! |  |  | #REF! | #REF! | #REF! | #REF! | #REF!
#REF! | #REF! | #REF! | #REF! | #REF! | #REF! | #REF! | #REF! | #REF! | #REF! | #REF! | #REF! |  |  | #REF! | #REF! | #REF! | #REF! | #REF!
#REF! | #REF! | #REF! | #REF! | #REF! | #REF! | #REF! | #REF! | #REF! | #REF! | #REF! | #REF! |  |  | #REF! | #REF! | #REF! | #REF! | #REF!
#REF! | #REF! | #REF! | #REF! | #REF! | #REF! | #REF! | #REF! | #REF! | #REF! | #REF! | #REF! |  |  | #REF! | #REF! | #REF! | #REF! | #REF!
#REF! | #REF! | #REF! | #REF! | #REF! | #REF! | #REF! | #REF! | #REF! | #REF! | #REF! | #REF! |  |  | #REF! | #REF! | #REF! | #REF! | #REF! | #REF!
#REF! | #REF! | #REF! | #REF! | #REF! | #REF! | #REF! | #REF! | #REF! | #REF! | #REF! | #REF! |  |  | #REF! | #REF! | #REF! | #REF! | #REF! | #REF!
#REF! | #REF! | #REF! | #REF! | #REF! | #REF! | #REF! | #REF! | #REF! | #REF! | #REF! | #REF! |  |  | #REF! | #REF! | #REF! | #REF! | #REF!
#REF! | #REF! | #REF! | #REF! | #REF! | #REF! | #REF! | #REF! | #REF! | #REF! | #REF! | #REF! |  |  | #REF! | #REF! | #REF! | #REF! | #REF!
#REF! | #REF! | #REF! | #REF! | #REF! | #REF! | #REF! | #REF! | #REF! | #REF! | #REF! | #REF! |  |  | #REF! | #REF! | #REF! | #REF! | #REF!
#REF! | #REF! | #REF! | #REF! | #REF! | #REF! | #REF! | #REF! | #REF! | #REF! | #REF! | #REF! |  |  | #REF! | #REF! | #REF! | #REF! | #REF!
#REF! | #REF! | #REF! | #REF! | #REF! | #REF! | #REF! | #REF! | #REF! | #REF! | #REF! | #REF! |  |  | #REF! | #REF! | #REF! | #REF! | #REF!
#REF! | #REF! | #REF! | #REF! | #REF! | #REF! | #REF! | #REF! | #REF! | #REF! | #REF! | #REF! |  |  | #REF! | #REF! | #REF! | #REF! | #REF!
#REF! | #REF! | #REF! | #REF! | #REF! | #REF! | #REF! | #REF! | #REF! | #REF! | #REF! | #REF! |  |  | #REF! | #REF! | #REF! | #REF! | #REF!
#REF! | #REF! | #REF! | #REF! | #REF! | #REF! | #REF! | #REF! | #REF! | #REF! | #REF! | #REF! |  |  | #REF! | #REF! | #REF! | #REF! | #REF!
#REF! | #REF! | #REF! | #REF! | #REF! | #REF! | #REF! | #REF! | #REF! | #REF! | #REF! | #REF! |  |  | #REF! | #REF! | #REF! | #REF! | #REF! | #REF!
#REF! | #REF! | #REF! | #REF! | #REF! | #REF! | #REF! | #REF! | #REF! | #REF! | #REF! | #REF! |  |  | #REF! | #REF! | #REF! | #REF! | #REF! | #REF!
#REF! | #REF! | #REF! | #REF! | #REF! | #REF! | #REF! | #REF! | #REF! | #REF! | #REF! | #REF! |  |  | #REF! | #REF! | #REF! | #REF! | #REF! | #REF!
#REF! | #REF! | #REF! | #REF! | #REF! | #REF! | #REF! | #REF! | #REF! | #REF! | #REF! | #REF! |  |  | #REF! | #REF! | #REF! | #REF! | #REF!
#REF! | #REF! | #REF! | #REF! | #REF! | #REF! | #REF! | #REF! | #REF! | #REF! | #REF! | #REF! |  |  | #REF! | #REF! | #REF! | #REF! | #REF!
#REF! | #REF! | #REF! | #REF! | #REF! | #REF! | #REF! | #REF! | #REF! | #REF! | #REF! | #REF! |  |  | #REF! | #REF! | #REF! | #REF! | #REF!
#REF! | #REF! | #REF! | #REF! | #REF! | #REF! | #REF! | #REF! | #REF! | #REF! | #REF! | #REF! |  |  | #REF! | #REF! | #REF! | #REF! | #REF!
#REF! | #REF! | #REF! | #REF! | #REF! | #REF! | #REF! | #REF! | #REF! | #REF! | #REF! | #REF! |  |  | #REF! | #REF! | #REF! | #REF! | #REF!
#REF! | #REF! | #REF! | #REF! | #REF! | #REF! | #REF! | #REF! | #REF! | #REF! | #REF! | #REF! |  |  | #REF! | #REF! | #REF! | #REF! | #REF!
#REF! | #REF! | #REF! | #REF! | #REF! | #REF! | #REF! | #REF! | #REF! | #REF! | #REF! | #REF! |  |  | #REF! | #REF! | #REF! | #REF! | #REF!
#REF! | #REF! | #REF! | #REF! | #REF! | #REF! | #REF! | #REF! | #REF! | #REF! | #REF! | #REF! |  |  | #REF! | #REF! | #REF! | #REF! | #REF!
#REF! | #REF! | #REF! | #REF! | #REF! | #REF! | #REF! | #REF! | #REF! | #REF! | #REF! | #REF! |  |  | #REF! | #REF! | #REF! | #REF! | #REF! | #REF!
#REF! | #REF! | #REF! | #REF! | #REF! | #REF! | #REF! | #REF! | #REF! | #REF! | #REF! | #REF! |  |  | #REF! | #REF! | #REF! | #REF! | #REF!
#REF! | #REF! | #REF! | #REF! | #REF! | #REF! | #REF! | #REF! | #REF! | #REF! | #REF! | #REF! |  |  | #REF! | #REF! | #REF! | #REF! | #REF!
#REF! | #REF! | #REF! | #REF! | #REF! | #REF! | #REF! | #REF! | #REF! | #REF! | #REF! | #REF! |  |  | #REF! | #REF! | #REF! | #REF! | #REF!
#REF! | #REF! | #REF! | #REF! | #REF! | #REF! | #REF! | #REF! | #REF! | #REF! | #REF! | #REF! |  |  | #REF! | #REF! | #REF! | #REF! | #REF!
#REF! | #REF! | #REF! | #REF! | #REF! | #REF! | #REF! | #REF! | #REF! | #REF! | #REF! | #REF! |  |  | #REF! | #REF! | #REF! | #REF! | #REF!
#REF! | #REF! | #REF! | #REF! | #REF! | #REF! | #REF! | #REF! | #REF! | #REF! | #REF! | #REF! |  |  | #REF! | #REF! | #REF! | #REF! | #REF!
#REF! | #REF! | #REF! | #REF! | #REF! | #REF! | #REF! | #REF! | #REF! | #REF! | #REF! | #REF! |  |  | #REF! | #REF! | #REF! | #REF! | #REF!
#REF! | #REF! | #REF! | #REF! | #REF! | #REF! | #REF! | #REF! | #REF! | #REF! | #REF! | #REF! |  |  | #REF! | #REF! | #REF! | #REF! | #REF!
#REF! | #REF! | #REF! | #REF! | #REF! | #REF! | #REF! | #REF! | #REF! | #REF! | #REF! | #REF! |  |  | #REF! | #REF! | #REF! | #REF! | #REF! | #REF!
#REF! | #REF! | #REF! | #REF! | #REF! | #REF! | #REF! | #REF! | #REF! | #REF! | #REF! | #REF! |  |  | #REF! | #REF! | #REF! | #REF! | #REF!
#REF! | #REF! | #REF! | #REF! | #REF! | #REF! | #REF! | #REF! | #REF! | #REF! | #REF! | #REF! |  |  | #REF! | #REF! | #REF! | #REF! | #REF!
#REF! | #REF! | #REF! | #REF! | #REF! | #REF! | #REF! | #REF! | #REF! | #REF! | #REF! | #REF! |  |  | #REF! | #REF! | #REF! | #REF! | #REF!
#REF! | #REF! | #REF! | #REF! | #REF! | #REF! | #REF! | #REF! | #REF! | #REF! | #REF! | #REF! |  |  | #REF! | #REF! | #REF! | #REF! | #REF!
#REF! | #REF! | #REF! | #REF! | #REF! | #REF! | #REF! | #REF! | #REF! | #REF! | #REF! | #REF! |  |  | #REF! | #REF! | #REF! | #REF! | #REF!
#REF! | #REF! | #REF! | #REF! | #REF! | #REF! | #REF! | #REF! | #REF! | #REF! | #REF! | #REF! |  |  | #REF! | #REF! | #REF! | #REF! | #REF!
#REF! | #REF! | #REF! | #REF! | #REF! | #REF! | #REF! | #REF! | #REF! | #REF! | #REF! | #REF! |  |  | #REF! | #REF! | #REF! | #REF! | #REF!
#REF! | #REF! | #REF! | #REF! | #REF! | #REF! | #REF! | #REF! | #REF! | #REF! | #REF! | #REF! |  |  | #REF! | #REF! | #REF! | #REF! | #REF!
#REF! | #REF! | #REF! | #REF! | #REF! | #REF! | #REF! | #REF! | #REF! | #REF! | #REF! | #REF! |  |  | #REF! | #REF! | #REF! | #REF! | #REF! | #REF!
#REF! | #REF! | #REF! | #REF! | #REF! | #REF! | #REF! | #REF! | #REF! | #REF! | #REF! | #REF! |  |  | #REF! | #REF! | #REF! | #REF! | #REF! | #REF!
#REF! | #REF! | #REF! | #REF! | #REF! | #REF! | #REF! | #REF! | #REF! | #REF! | #REF! | #REF! |  |  | #REF! | #REF! | #REF! | #REF! | #REF! | #REF!
#REF! | #REF! | #REF! | #REF! | #REF! | #REF! | #REF! | #REF! | #REF! | #REF! | #REF! | #REF! |  |  | #REF! | #REF! | #REF! | #REF! | #REF!
#REF! | #REF! | #REF! | #REF! | #REF! | #REF! | #REF! | #REF! | #REF! | #REF! | #REF! | #REF! |  |  | #REF! | #REF! | #REF! | #REF! | #REF!
#REF! | #REF! | #REF! | #REF! | #REF! | #REF! | #REF! | #REF! | #REF! | #REF! | #REF! | #REF! |  |  | #REF! | #REF! | #REF! | #REF! | #REF!
#REF! | #REF! | #REF! | #REF! | #REF! | #REF! | #REF! | #REF! | #REF! | #REF! | #REF! | #REF! |  |  | #REF! | #REF! | #REF! | #REF! | #REF!
#REF! | #REF! | #REF! | #REF! | #REF! | #REF! | #REF! | #REF! | #REF! | #REF! | #REF! | #REF! |  |  | #REF! | #REF! | #REF! | #REF! | #REF!
#REF! | #REF! | #REF! | #REF! | #REF! | #REF! | #REF! | #REF! | #REF! | #REF! | #REF! | #REF! |  |  | #REF! | #REF! | #REF! | #REF! | #REF!
#REF! | #REF! | #REF! | #REF! | #REF! | #REF! | #REF! | #REF! | #REF! | #REF! | #REF! | #REF! |  |  | #REF! | #REF! | #REF! | #REF! | #REF!
#REF! | #REF! | #REF! | #REF! | #REF! | #REF! | #REF! | #REF! | #REF! | #REF! | #REF! | #REF! |  |  | #REF! | #REF! | #REF! | #REF! | #REF! | #REF!
#REF! | #REF! | #REF! | #REF! | #REF! | #REF! | #REF! | #REF! | #REF! | #REF! | #REF! | #REF! |  |  | #REF! | #REF! | #REF! | #REF! | #REF!
#REF! | #REF! | #REF! | #REF! | #REF! | #REF! | #REF! | #REF! | #REF! | #REF! | #REF! | #REF! |  |  | #REF! | #REF! | #REF! | #REF! | #REF!
#REF! | #REF! | #REF! | #REF! | #REF! | #REF! | #REF! | #REF! | #REF! | #REF! | #REF! | #REF! |  |  | #REF! | #REF! | #REF! | #REF! | #REF!
#REF! | #REF! | #REF! | #REF! | #REF! | #REF! | #REF! | #REF! | #REF! | #REF! | #REF! | #REF! |  |  | #REF! | #REF! | #REF! | #REF! | #REF!
#REF! | #REF! | #REF! | #REF! | #REF! | #REF! | #REF! | #REF! | #REF! | #REF! | #REF! | #REF! |  |  | #REF! | #REF! | #REF! | #REF! | #REF!
#REF! | #REF! | #REF! | #REF! | #REF! | #REF! | #REF! | #REF! | #REF! | #REF! | #REF! | #REF! |  |  | #REF! | #REF! | #REF! | #REF! | #REF!
#REF! | #REF! | #REF! | #REF! | #REF! | #REF! | #REF! | #REF! | #REF! | #REF! | #REF! | #REF! |  |  | #REF! | #REF! | #REF! | #REF! | #REF! | #REF!
#REF! | #REF! | #REF! | #REF! | #REF! | #REF! | #REF! | #REF! | #REF! | #REF! | #REF! | #REF! |  |  | #REF! | #REF! | #REF! | #REF! | #REF! | #REF!
#REF! | #REF! | #REF! | #REF! | #REF! | #REF! | #REF! | #REF! | #REF! | #REF! | #REF! | #REF! |  |  | #REF! | #REF! | #REF! | #REF! | #REF!
#REF! | #REF! | #REF! | #REF! | #REF! | #REF! | #REF! | #REF! | #REF! | #REF! | #REF! | #REF! |  |  | #REF! | #REF! | #REF! | #REF! | #REF!
#REF! | #REF! | #REF! | #REF! | #REF! | #REF! | #REF! | #REF! | #REF! | #REF! | #REF! | #REF! |  |  | #REF! | #REF! | #REF! | #REF! | #REF!
#REF! | #REF! | #REF! | #REF! | #REF! | #REF! | #REF! | #REF! | #REF! | #REF! | #REF! | #REF! |  |  | #REF! | #REF! | #REF! | #REF! | #REF!
#REF! | #REF! | #REF! | #REF! | #REF! | #REF! | #REF! | #REF! | #REF! | #REF! | #REF! | #REF! |  |  | #REF! | #REF! | #REF! | #REF! | #REF! | #REF!
#REF! | #REF! | #REF! | #REF! | #REF! | #REF! | #REF! | #REF! | #REF! | #REF! | #REF! | #REF! |  |  | #REF! | #REF! | #REF! | #REF! | #REF! | #REF!
#REF! | #REF! | #REF! | #REF! | #REF! | #REF! | #REF! | #REF! | #REF! | #REF! | #REF! | #REF! |  |  | #REF! | #REF! | #REF! | #REF! | #REF! | #REF!
#REF! | #REF! | #REF! | #REF! | #REF! | #REF! | #REF! | #REF! | #REF! | #REF! | #REF! | #REF! |  |  | #REF! | #REF! | #REF! | #REF! | #REF! | #REF!
#REF! | #REF! | #REF! | #REF! | #REF! | #REF! | #REF! | #REF! | #REF! | #REF! | #REF! | #REF! |  |  | #REF! | #REF! | #REF! | #REF! | #REF!
#REF! | #REF! | #REF! | #REF! | #REF! | #REF! | #REF! | #REF! | #REF! | #REF! | #REF! | #REF! |  |  | #REF! | #REF! | #REF! | #REF! | #REF! | #REF!
#REF! | #REF! | #REF! | #REF! | #REF! | #REF! | #REF! | #REF! | #REF! | #REF! | #REF! | #REF! |  |  | #REF! | #REF! | #REF! | #REF! | #REF! | #REF!
#REF! | #REF! | #REF! | #REF! | #REF! | #REF! | #REF! | #REF! | #REF! | #REF! | #REF! | #REF! |  |  | #REF! | #REF! | #REF! | #REF! | #REF!
#REF! | #REF! | #REF! | #REF! | #REF! | #REF! | #REF! | #REF! | #REF! | #REF! | #REF! | #REF! |  |  | #REF! | #REF! | #REF! | #REF! | #REF! | #REF!
#REF! | #REF! | #REF! | #REF! | #REF! | #REF! | #REF! | #REF! | #REF! | #REF! | #REF! | #REF! |  |  | #REF! | #REF! | #REF! | #REF! | #REF!
#REF! | #REF! | #REF! | #REF! | #REF! | #REF! | #REF! | #REF! | #REF! | #REF! | #REF! | #REF! |  |  | #REF! | #REF! | #REF! | #REF! | #REF! | #REF!
#REF! | #REF! | #REF! | #REF! | #REF! | #REF! | #REF! | #REF! | #REF! | #REF! | #REF! | #REF! |  |  | #REF! | #REF! | #REF! | #REF! | #REF!
#REF! | #REF! | #REF! | #REF! | #REF! | #REF! | #REF! | #REF! | #REF! | #REF! | #REF! | #REF! |  |  | #REF! | #REF! | #REF! | #REF! | #REF!
#REF! | #REF! | #REF! | #REF! | #REF! | #REF! | #REF! | #REF! | #REF! | #REF! | #REF! | #REF! |  |  | #REF! | #REF! | #REF! | #REF! | #REF! | #REF!
#REF! | #REF! | #REF! | #REF! | #REF! | #REF! | #REF! | #REF! | #REF! | #REF! | #REF! | #REF! |  |  | #REF! | #REF! | #REF! | #REF! | #REF!
#REF! | #REF! | #REF! | #REF! | #REF! | #REF! | #REF! | #REF! | #REF! | #REF! | #REF! | #REF! |  |  | #REF! | #REF! | #REF! | #REF! | #REF! | #REF!
#REF! | #REF! | #REF! | #REF! | #REF! | #REF! | #REF! | #REF! | #REF! | #REF! | #REF! | #REF! |  |  | #REF! | #REF! | #REF! | #REF! | #REF! | #REF!
#REF! | #REF! | #REF! | #REF! | #REF! | #REF! | #REF! | #REF! | #REF! | #REF! | #REF! | #REF! |  |  | #REF! | #REF! | #REF! | #REF! | #REF! | #REF!
#REF! | #REF! | #REF! | #REF! | #REF! | #REF! | #REF! | #REF! | #REF! | #REF! | #REF! | #REF! |  |  | #REF! | #REF! | #REF! | #REF! | #REF! | #REF!
#REF! | #REF! | #REF! | #REF! | #REF! | #REF! | #REF! | #REF! | #REF! | #REF! | #REF! | #REF! |  |  | #REF! | #REF! | #REF! | #REF! | #REF! | #REF!
#REF! | #REF! | #REF! | #REF! | #REF! | #REF! | #REF! | #REF! | #REF! | #REF! | #REF! | #REF! |  |  | #REF! | #REF! | #REF! | #REF! | #REF!
#REF! | #REF! | #REF! | #REF! | #REF! | #REF! | #REF! | #REF! | #REF! | #REF! | #REF! | #REF! |  |  | #REF! | #REF! | #REF! | #REF! | #REF! | #REF!
#REF! | #REF! | #REF! | #REF! | #REF! | #REF! | #REF! | #REF! | #REF! | #REF! | #REF! | #REF! |  |  | #REF! | #REF! | #REF! | #REF! | #REF!
#REF! | #REF! | #REF! | #REF! | #REF! | #REF! | #REF! | #REF! | #REF! | #REF! | #REF! | #REF! |  |  | #REF! | #REF! | #REF! | #REF! | #REF! | #REF!
#REF! | #REF! | #REF! | #REF! | #REF! | #REF! | #REF! | #REF! | #REF! | #REF! | #REF! | #REF! |  |  | #REF! | #REF! | #REF! | #REF! | #REF!
#REF! | #REF! | #REF! | #REF! | #REF! | #REF! | #REF! | #REF! | #REF! | #REF! | #REF! | #REF! |  |  | #REF! | #REF! | #REF! | #REF! | #REF! | #REF!
#REF! | #REF! | #REF! | #REF! | #REF! | #REF! | #REF! | #REF! | #REF! | #REF! | #REF! | #REF! |  |  | #REF! | #REF! | #REF! | #REF! | #REF!
#REF! | #REF! | #REF! | #REF! | #REF! | #REF! | #REF! | #REF! | #REF! | #REF! | #REF! | #REF! |  |  | #REF! | #REF! | #REF! | #REF! | #REF!
#REF! | #REF! | #REF! | #REF! | #REF! | #REF! | #REF! | #REF! | #REF! | #REF! | #REF! | #REF! |  |  | #REF! | #REF! | #REF! | #REF! | #REF!
#REF! | #REF! | #REF! | #REF! | #REF! | #REF! | #REF! | #REF! | #REF! | #REF! | #REF! | #REF! |  |  | #REF! | #REF! | #REF! | #REF! | #REF!
#REF! | #REF! | #REF! | #REF! | #REF! | #REF! | #REF! | #REF! | #REF! | #REF! | #REF! | #REF! |  |  | #REF! | #REF! | #REF! | #REF! | #REF!
#REF! | #REF! | #REF! | #REF! | #REF! | #REF! | #REF! | #REF! | #REF! | #REF! | #REF! | #REF! |  |  | #REF! | #REF! | #REF! | #REF! | #REF!
#REF! | #REF! | #REF! | #REF! | #REF! | #REF! | #REF! | #REF! | #REF! | #REF! | #REF! | #REF! |  |  | #REF! | #REF! | #REF! | #REF! | #REF!
#REF! | #REF! | #REF! | #REF! | #REF! | #REF! | #REF! | #REF! | #REF! | #REF! | #REF! | #REF! |  |  | #REF! | #REF! | #REF! | #REF! | #REF!
#REF! | #REF! | #REF! | #REF! | #REF! | #REF! | #REF! | #REF! | #REF! | #REF! | #REF! | #REF! |  |  | #REF! | #REF! | #REF! | #REF! | #REF!
02.02.00 | SINAPI | 87535 | EMBOÇO, PARA RECEBIMENTO DE CERÂMICA, EM ARGAMASSA TRAÇO 1:2:8, PREPARO MECÂNICO COM BETONEIRA 400L, APLICADO MANUALMENTE EM FACES INTERNAS DE PAREDES, PARA AMBIENTE COM ÁREA MAIOR QUE 10M2, ESPESSURA DE 20MM, COM EXECUÇÃO DE TALISCAS. AF_06/2014 | m² | 299.62 | 13.01 | 8.71 | 6507.74 | 3346.66 | 7871.11 | 0.997% |  |  | #REF! | #REF! | #REF! | #REF! | #REF! | #REF!
#REF! | #REF! | #REF! | #REF! | #REF! | #REF! | #REF! | #REF! | #REF! | #REF! | #REF! | #REF! |  |  | #REF! | #REF! | #REF! | #REF! | #REF! | #REF!
02.02.07 | COMPOSIÇÃO | 007 | REBOCO COM ARGAMASSA PRE-FABRICADA, ESPESSURA 0,5CM, PREPARO MECANICO DA ARGAMASSA | m² | 299.62 | 2.52 | 15.06 | 5267.31 | 5786.53 | 6662.9 | 0.8439% |  |  | #REF! | #REF! | #REF! | #REF! | #REF! | #REF!
#REF! | #REF! | #REF! | #REF! | #REF! | #REF! | #REF! | #REF! | #REF! | #REF! | #REF! | #REF! |  |  | #REF! | #REF! | #REF! | #REF! | #REF! | #REF!
#REF! | #REF! | #REF! | #REF! | #REF! | #REF! | #REF! | #REF! | #REF! | #REF! | #REF! | #REF! |  |  | #REF! | #REF! | #REF! | #REF! | #REF! | #REF!
#REF! | #REF! | #REF! | #REF! | #REF! | #REF! | #REF! | #REF! | #REF! | #REF! | #REF! | #REF! |  |  | #REF! | #REF! | #REF! | #REF! | #REF! | #REF!
#REF! | #REF! | #REF! | #REF! | #REF! | #REF! | #REF! | #REF! | #REF! | #REF! | #REF! | #REF! |  |  | #REF! | #REF! | #REF! | #REF! | #REF! | #REF!
#REF! | #REF! | #REF! | #REF! | #REF! | #REF! | #REF! | #REF! | #REF! | #REF! | #REF! | #REF! |  |  | #REF! | #REF! | #REF! | #REF! | #REF!
#REF! | #REF! | #REF! | #REF! | #REF! | #REF! | #REF! | #REF! | #REF! | #REF! | #REF! | #REF! |  |  | #REF! | #REF! | #REF! | #REF! | #REF!
#REF! | #REF! | #REF! | #REF! | #REF! | #REF! | #REF! | #REF! | #REF! | #REF! | #REF! | #REF! |  |  | #REF! | #REF! | #REF! | #REF! | #REF!
#REF! | #REF! | #REF! | #REF! | #REF! | #REF! | #REF! | #REF! | #REF! | #REF! | #REF! | #REF! |  |  | #REF! | #REF! | #REF! | #REF! | #REF!
#REF! | #REF! | #REF! | #REF! | #REF! | #REF! | #REF! | #REF! | #REF! | #REF! | #REF! | #REF! |  |  | #REF! | #REF! | #REF! | #REF! | #REF! | #REF!
#REF! | #REF! | #REF! | #REF! | #REF! | #REF! | #REF! | #REF! | #REF! | #REF! | #REF! | #REF! |  |  | #REF! | #REF! | #REF! | #REF! | #REF!
#REF! | #REF! | #REF! | #REF! | #REF! | #REF! | #REF! | #REF! | #REF! | #REF! | #REF! | #REF! |  |  | #REF! | #REF! | #REF! | #REF! | #REF! | #REF!
#REF! | #REF! | #REF! | #REF! | #REF! | #REF! | #REF! | #REF! | #REF! | #REF! | #REF! | #REF! |  |  | #REF! | #REF! | #REF! | #REF! | #REF! | #REF!
#REF! | #REF! | #REF! | #REF! | #REF! | #REF! | #REF! | #REF! | #REF! | #REF! | #REF! | #REF! |  |  | #REF! | #REF! | #REF! | #REF! | #REF! | #REF!
#REF! | #REF! | #REF! | #REF! | #REF! | #REF! | #REF! | #REF! | #REF! | #REF! | #REF! | #REF! |  |  | #REF! | #REF! | #REF! | #REF! | #REF!
#REF! | #REF! | #REF! | #REF! | #REF! | #REF! | #REF! | #REF! | #REF! | #REF! | #REF! | #REF! |  |  | #REF! | #REF! | #REF! | #REF! | #REF! | #REF!
#REF! | #REF! | #REF! | #REF! | #REF! | #REF! | #REF! | #REF! | #REF! | #REF! | #REF! | #REF! |  |  | #REF! | #REF! | #REF! | #REF! | #REF!
#REF! | #REF! | #REF! | #REF! | #REF! | #REF! | #REF! | #REF! | #REF! | #REF! | #REF! | #REF! |  |  | #REF! | #REF! | #REF! | #REF! | #REF! | #REF!
#REF! | #REF! | #REF! | #REF! | #REF! | #REF! | #REF! | #REF! | #REF! | #REF! | #REF! | #REF! |  |  | #REF! | #REF! | #REF! | #REF! | #REF!
#REF! | #REF! | #REF! | #REF! | #REF! | #REF! | #REF! | #REF! | #REF! | #REF! | #REF! | #REF! |  |  | #REF! | #REF! | #REF! | #REF! | #REF!
#REF! | #REF! | #REF! | #REF! | #REF! | #REF! | #REF! | #REF! | #REF! | #REF! | #REF! | #REF! |  |  | #REF! | #REF! | #REF! | #REF! | #REF! | #REF!
#REF! | #REF! | #REF! | #REF! | #REF! | #REF! | #REF! | #REF! | #REF! | #REF! | #REF! | #REF! |  |  | #REF! | #REF! | #REF! | #REF! | #REF! | #REF!
#REF! | #REF! | #REF! | #REF! | #REF! | #REF! | #REF! | #REF! | #REF! | #REF! | #REF! | #REF! |  |  | #REF! | #REF! | #REF! | #REF! | #REF! | #REF!
#REF! | #REF! | #REF! | #REF! | #REF! | #REF! | #REF! | #REF! | #REF! | #REF! | #REF! | #REF! |  |  | #REF! | #REF! | #REF! | #REF! | #REF! | #REF!
#REF! | #REF! | #REF! | #REF! | #REF! | #REF! | #REF! | #REF! | #REF! | #REF! | #REF! | #REF! |  |  | #REF! | #REF! | #REF! | #REF! | #REF! | #REF!
#REF! | #REF! | #REF! | #REF! | #REF! | #REF! | #REF! | #REF! | #REF! | #REF! | #REF! | #REF! |  |  | #REF! | #REF! | #REF! | #REF! | #REF! | #REF!
#REF! | #REF! | #REF! | #REF! | #REF! | #REF! | #REF! | #REF! | #REF! | #REF! | #REF! | #REF! |  |  | #REF! | #REF! | #REF! | #REF! | #REF! | #REF!
#REF! | #REF! | #REF! | #REF! | #REF! | #REF! | #REF! | #REF! | #REF! | #REF! | #REF! | #REF! |  |  | #REF! | #REF! | #REF! | #REF! | #REF! | #REF!
#REF! | #REF! | #REF! | #REF! | #REF! | #REF! | #REF! | #REF! | #REF! | #REF! | #REF! | #REF! |  |  | #REF! | #REF! | #REF! | #REF! | #REF! | #REF!
#REF! | #REF! | #REF! | #REF! | #REF! | #REF! | #REF! | #REF! | #REF! | #REF! | #REF! | #REF! |  |  | #REF! | #REF! | #REF! | #REF! | #REF! | #REF!
#REF! | #REF! | #REF! | #REF! | #REF! | #REF! | #REF! | #REF! | #REF! | #REF! | #REF! | #REF! |  |  | #REF! | #REF! | #REF! | #REF! | #REF! | #REF!
#REF! | #REF! | #REF! | #REF! | #REF! | #REF! | #REF! | #REF! | #REF! | #REF! | #REF! | #REF! |  |  | #REF! | #REF! | #REF! | #REF! | #REF! | #REF!
#REF! | #REF! | #REF! | #REF! | #REF! | #REF! | #REF! | #REF! | #REF! | #REF! | #REF! | #REF! |  |  | #REF! | #REF! | #REF! | #REF! | #REF!
#REF! | #REF! | #REF! | #REF! | #REF! | #REF! | #REF! | #REF! | #REF! | #REF! | #REF! | #REF! |  |  | #REF! | #REF! | #REF! | #REF! | #REF!
#REF! | #REF! | #REF! | #REF! | #REF! | #REF! | #REF! | #REF! | #REF! | #REF! | #REF! | #REF! |  |  | #REF! | #REF! | #REF! | #REF! | #REF!
#REF! | #REF! | #REF! | #REF! | #REF! | #REF! | #REF! | #REF! | #REF! | #REF! | #REF! | #REF! |  |  | #REF! | #REF! | #REF! | #REF! | #REF!
#REF! | #REF! | #REF! | #REF! | #REF! | #REF! | #REF! | #REF! | #REF! | #REF! | #REF! | #REF! |  |  | #REF! | #REF! | #REF! | #REF! | #REF!
#REF! | #REF! | #REF! | #REF! | #REF! | #REF! | #REF! | #REF! | #REF! | #REF! | #REF! | #REF! |  |  | #REF! | #REF! | #REF! | #REF! | #REF!
#REF! | #REF! | #REF! | #REF! | #REF! | #REF! | #REF! | #REF! | #REF! | #REF! | #REF! | #REF! |  |  | #REF! | #REF! | #REF! | #REF! | #REF!
#REF! | #REF! | #REF! | #REF! | #REF! | #REF! | #REF! | #REF! | #REF! | #REF! | #REF! | #REF! |  |  | #REF! | #REF! | #REF! | #REF! | #REF! | #REF!
#REF! | #REF! | #REF! | #REF! | #REF! | #REF! | #REF! | #REF! | #REF! | #REF! | #REF! | #REF! |  |  | #REF! | #REF! | #REF! | #REF! | #REF!
#REF! | #REF! | #REF! | #REF! | #REF! | #REF! | #REF! | #REF! | #REF! | #REF! | #REF! | #REF! |  |  | #REF! | #REF! | #REF! | #REF! | #REF!
#REF! | #REF! | #REF! | #REF! | #REF! | #REF! | #REF! | #REF! | #REF! | #REF! | #REF! | #REF! |  |  | #REF! | #REF! | #REF! | #REF! | #REF!
#REF! | #REF! | #REF! | #REF! | #REF! | #REF! | #REF! | #REF! | #REF! | #REF! | #REF! | #REF! |  |  | #REF! | #REF! | #REF! | #REF! | #REF!
#REF! | #REF! | #REF! | #REF! | #REF! | #REF! | #REF! | #REF! | #REF! | #REF! | #REF! | #REF! |  |  | #REF! | #REF! | #REF! | #REF! | #REF!
#REF! | #REF! | #REF! | #REF! | #REF! | #REF! | #REF! | #REF! | #REF! | #REF! | #REF! | #REF! |  |  | #REF! | #REF! | #REF! | #REF! | #REF!
#REF! | #REF! | #REF! | #REF! | #REF! | #REF! | #REF! | #REF! | #REF! | #REF! | #REF! | #REF! |  |  | #REF! | #REF! | #REF! | #REF! | #REF! | #REF!
#REF! | #REF! | #REF! | #REF! | #REF! | #REF! | #REF! | #REF! | #REF! | #REF! | #REF! | #REF! |  |  | #REF! | #REF! | #REF! | #REF! | #REF!
#REF! | #REF! | #REF! | #REF! | #REF! | #REF! | #REF! | #REF! | #REF! | #REF! | #REF! | #REF! |  |  | #REF! | #REF! | #REF! | #REF! | #REF!
#REF! | #REF! | #REF! | #REF! | #REF! | #REF! | #REF! | #REF! | #REF! | #REF! | #REF! | #REF! |  |  | #REF! | #REF! | #REF! | #REF! | #REF!
#REF! | #REF! | #REF! | #REF! | #REF! | #REF! | #REF! | #REF! | #REF! | #REF! | #REF! | #REF! |  |  | #REF! | #REF! | #REF! | #REF! | #REF!
#REF! | #REF! | #REF! | #REF! | #REF! | #REF! | #REF! | #REF! | #REF! | #REF! | #REF! | #REF! |  |  | #REF! | #REF! | #REF! | #REF! | #REF!
#REF! | #REF! | #REF! | #REF! | #REF! | #REF! | #REF! | #REF! | #REF! | #REF! | #REF! | #REF! |  |  | #REF! | #REF! | #REF! | #REF! | #REF!
#REF! | #REF! | #REF! | #REF! | #REF! | #REF! | #REF! | #REF! | #REF! | #REF! | #REF! | #REF! |  |  | #REF! | #REF! | #REF! | #REF! | #REF! | #REF!
#REF! | #REF! | #REF! | #REF! | #REF! | #REF! | #REF! | #REF! | #REF! | #REF! | #REF! | #REF! |  |  | #REF! | #REF! | #REF! | #REF! | #REF! | #REF!
#REF! | #REF! | #REF! | #REF! | #REF! | #REF! | #REF! | #REF! | #REF! | #REF! | #REF! | #REF! |  |  | #REF! | #REF! | #REF! | #REF! | #REF! | #REF!
#REF! | #REF! | #REF! | #REF! | #REF! | #REF! | #REF! | #REF! | #REF! | #REF! | #REF! | #REF! |  |  | #REF! | #REF! | #REF! | #REF! | #REF! | #REF!
#REF! | #REF! | #REF! | #REF! | #REF! | #REF! | #REF! | #REF! | #REF! | #REF! | #REF! | #REF! |  |  | #REF! | #REF! | #REF! | #REF! | #REF! | #REF!
#REF! | #REF! | #REF! | #REF! | #REF! | #REF! | #REF! | #REF! | #REF! | #REF! | #REF! | #REF! |  |  | #REF! | #REF! | #REF! | #REF! | #REF! | #REF!
#REF! | #REF! | #REF! | #REF! | #REF! | #REF! | #REF! | #REF! | #REF! | #REF! | #REF! | #REF! |  |  | #REF! | #REF! | #REF! | #REF! | #REF!
#REF! | #REF! | #REF! | #REF! | #REF! | #REF! | #REF! | #REF! | #REF! | #REF! | #REF! | #REF! |  |  | #REF! | #REF! | #REF! | #REF! | #REF!
#REF! | #REF! | #REF! | #REF! | #REF! | #REF! | #REF! | #REF! | #REF! | #REF! | #REF! | #REF! |  |  | #REF! | #REF! | #REF! | #REF! | #REF!
#REF! | #REF! | #REF! | #REF! | #REF! | #REF! | #REF! | #REF! | #REF! | #REF! | #REF! | #REF! |  |  | #REF! | #REF! | #REF! | #REF! | #REF!
#REF! | #REF! | #REF! | #REF! | #REF! | #REF! | #REF! | #REF! | #REF! | #REF! | #REF! | #REF! |  |  | #REF! | #REF! | #REF! | #REF! | #REF!
#REF! | #REF! | #REF! | #REF! | #REF! | #REF! | #REF! | #REF! | #REF! | #REF! | #REF! | #REF! |  |  | #REF! | #REF! | #REF! | #REF! | #REF!
#REF! | #REF! | #REF! | #REF! | #REF! | #REF! | #REF! | #REF! | #REF! | #REF! | #REF! | #REF! |  |  | #REF! | #REF! | #REF! | #REF! | #REF! | #REF!
#REF! | #REF! | #REF! | #REF! | #REF! | #REF! | #REF! | #REF! | #REF! | #REF! | #REF! | #REF! |  |  | #REF! | #REF! | #REF! | #REF! | #REF!
#REF! | #REF! | #REF! | #REF! | #REF! | #REF! | #REF! | #REF! | #REF! | #REF! | #REF! | #REF! |  |  | #REF! | #REF! | #REF! | #REF! | #REF!
#REF! | #REF! | #REF! | #REF! | #REF! | #REF! | #REF! | #REF! | #REF! | #REF! | #REF! | #REF! |  |  | #REF! | #REF! | #REF! | #REF! | #REF!
#REF! | #REF! | #REF! | #REF! | #REF! | #REF! | #REF! | #REF! | #REF! | #REF! | #REF! | #REF! |  |  | #REF! | #REF! | #REF! | #REF! | #REF!
#REF! | #REF! | #REF! | #REF! | #REF! | #REF! | #REF! | #REF! | #REF! | #REF! | #REF! | #REF! |  |  | #REF! | #REF! | #REF! | #REF! | #REF!
#REF! | #REF! | #REF! | #REF! | #REF! | #REF! | #REF! | #REF! | #REF! | #REF! | #REF! | #REF! |  |  | #REF! | #REF! | #REF! | #REF! | #REF!
#REF! | #REF! | #REF! | #REF! | #REF! | #REF! | #REF! | #REF! | #REF! | #REF! | #REF! | #REF! |  |  | #REF! | #REF! | #REF! | #REF! | #REF!
#REF! | #REF! | #REF! | #REF! | #REF! | #REF! | #REF! | #REF! | #REF! | #REF! | #REF! | #REF! |  |  | #REF! | #REF! | #REF! | #REF! | #REF!
#REF! | #REF! | #REF! | #REF! | #REF! | #REF! | #REF! | #REF! | #REF! | #REF! | #REF! | #REF! |  |  | #REF! | #REF! | #REF! | #REF! | #REF!
#REF! | #REF! | #REF! | #REF! | #REF! | #REF! | #REF! | #REF! | #REF! | #REF! | #REF! | #REF! |  |  | #REF! | #REF! | #REF! | #REF! | #REF!
#REF! | #REF! | #REF! | #REF! | #REF! | #REF! | #REF! | #REF! | #REF! | #REF! | #REF! | #REF! |  |  | #REF! | #REF! | #REF! | #REF! | #REF! | #REF!
#REF! | #REF! | #REF! | #REF! | #REF! | #REF! | #REF! | #REF! | #REF! | #REF! | #REF! | #REF! |  |  | #REF! | #REF! | #REF! | #REF! | #REF!
#REF! | #REF! | #REF! | #REF! | #REF! | #REF! | #REF! | #REF! | #REF! | #REF! | #REF! | #REF! |  |  | #REF! | #REF! | #REF! | #REF! | #REF!
#REF! | #REF! | #REF! | #REF! | #REF! | #REF! | #REF! | #REF! | #REF! | #REF! | #REF! | #REF! |  |  | #REF! | #REF! | #REF! | #REF! | #REF!
#REF! | #REF! | #REF! | #REF! | #REF! | #REF! | #REF! | #REF! | #REF! | #REF! | #REF! | #REF! |  |  | #REF! | #REF! | #REF! | #REF! | #REF!
#REF! | #REF! | #REF! | #REF! | #REF! | #REF! | #REF! | #REF! | #REF! | #REF! | #REF! | #REF! |  |  | #REF! | #REF! | #REF! | #REF! | #REF!
#REF! | #REF! | #REF! | #REF! | #REF! | #REF! | #REF! | #REF! | #REF! | #REF! | #REF! | #REF! |  |  | #REF! | #REF! | #REF! | #REF! | #REF!
#REF! | #REF! | #REF! | #REF! | #REF! | #REF! | #REF! | #REF! | #REF! | #REF! | #REF! | #REF! |  |  | #REF! | #REF! | #REF! | #REF! | #REF!
#REF! | #REF! | #REF! | #REF! | #REF! | #REF! | #REF! | #REF! | #REF! | #REF! | #REF! | #REF! |  |  | #REF! | #REF! | #REF! | #REF! | #REF!
#REF! | #REF! | #REF! | #REF! | #REF! | #REF! | #REF! | #REF! | #REF! | #REF! | #REF! | #REF! |  |  | #REF! | #REF! | #REF! | #REF! | #REF!
#REF! | #REF! | #REF! | #REF! | #REF! | #REF! | #REF! | #REF! | #REF! | #REF! | #REF! | #REF! |  |  | #REF! | #REF! | #REF! | #REF! | #REF!
#REF! | #REF! | #REF! | #REF! | #REF! | #REF! | #REF! | #REF! | #REF! | #REF! | #REF! | #REF! |  |  | #REF! | #REF! | #REF! | #REF! | #REF!
#REF! | #REF! | #REF! | #REF! | #REF! | #REF! | #REF! | #REF! | #REF! | #REF! | #REF! | #REF! |  |  | #REF! | #REF! | #REF! | #REF! | #REF!
#REF! | #REF! | #REF! | #REF! | #REF! | #REF! | #REF! | #REF! | #REF! | #REF! | #REF! | #REF! |  |  | #REF! | #REF! | #REF! | #REF! | #REF!
#REF! | #REF! | #REF! | #REF! | #REF! | #REF! | #REF! | #REF! | #REF! | #REF! | #REF! | #REF! |  |  | #REF! | #REF! | #REF! | #REF! | #REF!
#REF! | #REF! | #REF! | #REF! | #REF! | #REF! | #REF! | #REF! | #REF! | #REF! | #REF! | #REF! |  |  | #REF! | #REF! | #REF! | #REF! | #REF!
#REF! | #REF! | #REF! | #REF! | #REF! | #REF! | #REF! | #REF! | #REF! | #REF! | #REF! | #REF! |  |  | #REF! | #REF! | #REF! | #REF! | #REF! | #REF!
#REF! | #REF! | #REF! | #REF! | #REF! | #REF! | #REF! | #REF! | #REF! | #REF! | #REF! | #REF! |  |  | #REF! | #REF! | #REF! | #REF! | #REF! | #REF!
#REF! | #REF! | #REF! | #REF! | #REF! | #REF! | #REF! | #REF! | #REF! | #REF! | #REF! | #REF! |  |  | #REF! | #REF! | #REF! | #REF! | #REF! | #REF!
#REF! | #REF! | #REF! | #REF! | #REF! | #REF! | #REF! | #REF! | #REF! | #REF! | #REF! | #REF! |  |  | #REF! | #REF! | #REF! | #REF! | #REF! | #REF!
#REF! | #REF! | #REF! | #REF! | #REF! | #REF! | #REF! | #REF! | #REF! | #REF! | #REF! | #REF! |  |  | #REF! | #REF! | #REF! | #REF! | #REF! | #REF!
#REF! | #REF! | #REF! | #REF! | #REF! | #REF! | #REF! | #REF! | #REF! | #REF! | #REF! | #REF! |  |  | #REF! | #REF! | #REF! | #REF! | #REF!
#REF! | #REF! | #REF! | #REF! | #REF! | #REF! | #REF! | #REF! | #REF! | #REF! | #REF! | #REF! |  |  | #REF! | #REF! | #REF! | #REF! | #REF!
#REF! | #REF! | #REF! | #REF! | #REF! | #REF! | #REF! | #REF! | #REF! | #REF! | #REF! | #REF! |  |  | #REF! | #REF! | #REF! | #REF! | #REF!
#REF! | #REF! | #REF! | #REF! | #REF! | #REF! | #REF! | #REF! | #REF! | #REF! | #REF! | #REF! |  |  | #REF! | #REF! | #REF! | #REF! | #REF!
#REF! | #REF! | #REF! | #REF! | #REF! | #REF! | #REF! | #REF! | #REF! | #REF! | #REF! | #REF! |  |  | #REF! | #REF! | #REF! | #REF! | #REF!
#REF! | #REF! | #REF! | #REF! | #REF! | #REF! | #REF! | #REF! | #REF! | #REF! | #REF! | #REF! |  |  | #REF! | #REF! | #REF! | #REF! | #REF!
#REF! | #REF! | #REF! | #REF! | #REF! | #REF! | #REF! | #REF! | #REF! | #REF! | #REF! | #REF! |  |  | #REF! | #REF! | #REF! | #REF! | #REF!
#REF! | #REF! | #REF! | #REF! | #REF! | #REF! | #REF! | #REF! | #REF! | #REF! | #REF! | #REF! |  |  | #REF! | #REF! | #REF! | #REF! | #REF! | #REF!
#REF! | #REF! | #REF! | #REF! | #REF! | #REF! | #REF! | #REF! | #REF! | #REF! | #REF! | #REF! |  |  | #REF! | #REF! | #REF! | #REF! | #REF! | #REF!
#REF! | #REF! | #REF! | #REF! | #REF! | #REF! | #REF! | #REF! | #REF! | #REF! | #REF! | #REF! |  |  | #REF! | #REF! | #REF! | #REF! | #REF! | #REF!
#REF! | #REF! | #REF! | #REF! | #REF! | #REF! | #REF! | #REF! | #REF! | #REF! | #REF! | #REF! |  |  | #REF! | #REF! | #REF! | #REF! | #REF! | #REF!
#REF! | #REF! | #REF! | #REF! | #REF! | #REF! | #REF! | #REF! | #REF! | #REF! | #REF! | #REF! |  |  | #REF! | #REF! | #REF! | #REF! | #REF! | #REF!
#REF! | #REF! | #REF! | #REF! | #REF! | #REF! | #REF! | #REF! | #REF! | #REF! | #REF! | #REF! |  |  | #REF! | #REF! | #REF! | #REF! | #REF! | #REF!
#REF! | #REF! | #REF! | #REF! | #REF! | #REF! | #REF! | #REF! | #REF! | #REF! | #REF! | #REF! |  |  | #REF! | #REF! | #REF! | #REF! | #REF! | #REF!
#REF! | #REF! | #REF! | #REF! | #REF! | #REF! | #REF! | #REF! | #REF! | #REF! | #REF! | #REF! |  |  | #REF! | #REF! | #REF! | #REF! | #REF! | #REF!
#REF! | #REF! | #REF! | #REF! | #REF! | #REF! | #REF! | #REF! | #REF! | #REF! | #REF! | #REF! |  |  | #REF! | #REF! | #REF! | #REF! | #REF! | #REF!
#REF! | #REF! | #REF! | #REF! | #REF! | #REF! | #REF! | #REF! | #REF! | #REF! | #REF! | #REF! |  |  | #REF! | #REF! | #REF! | #REF! | #REF!
#REF! | #REF! | #REF! | #REF! | #REF! | #REF! | #REF! | #REF! | #REF! | #REF! | #REF! | #REF! |  |  | #REF! | #REF! | #REF! | #REF! | #REF!
#REF! | #REF! | #REF! | #REF! | #REF! | #REF! | #REF! | #REF! | #REF! | #REF! | #REF! | #REF! |  |  | #REF! | #REF! | #REF! | #REF! | #REF!
#REF! | #REF! | #REF! | #REF! | #REF! | #REF! | #REF! | #REF! | #REF! | #REF! | #REF! | #REF! |  |  | #REF! | #REF! | #REF! | #REF! | #REF!
#REF! | #REF! | #REF! | #REF! | #REF! | #REF! | #REF! | #REF! | #REF! | #REF! | #REF! | #REF! |  |  | #REF! | #REF! | #REF! | #REF! | #REF!
#REF! | #REF! | #REF! | #REF! | #REF! | #REF! | #REF! | #REF! | #REF! | #REF! | #REF! | #REF! |  |  | #REF! | #REF! | #REF! | #REF! | #REF!
#REF! | #REF! | #REF! | #REF! | #REF! | #REF! | #REF! | #REF! | #REF! | #REF! | #REF! | #REF! |  |  | #REF! | #REF! | #REF! | #REF! | #REF! | #REF!
#REF! | #REF! | #REF! | #REF! | #REF! | #REF! | #REF! | #REF! | #REF! | #REF! | #REF! | #REF! |  |  | #REF! | #REF! | #REF! | #REF! | #REF!
#REF! | #REF! | #REF! | #REF! | #REF! | #REF! | #REF! | #REF! | #REF! | #REF! | #REF! | #REF! |  |  | #REF! | #REF! | #REF! | #REF! | #REF!
#REF! | #REF! | #REF! | #REF! | #REF! | #REF! | #REF! | #REF! | #REF! | #REF! | #REF! | #REF! |  |  | #REF! | #REF! | #REF! | #REF! | #REF!
#REF! | #REF! | #REF! | #REF! | #REF! | #REF! | #REF! | #REF! | #REF! | #REF! | #REF! | #REF! |  |  | #REF! | #REF! | #REF! | #REF! | #REF!
#REF! | #REF! | #REF! | #REF! | #REF! | #REF! | #REF! | #REF! | #REF! | #REF! | #REF! | #REF! |  |  | #REF! | #REF! | #REF! | #REF! | #REF!
#REF! | #REF! | #REF! | #REF! | #REF! | #REF! | #REF! | #REF! | #REF! | #REF! | #REF! | #REF! |  |  | #REF! | #REF! | #REF! | #REF! | #REF!
#REF! | #REF! | #REF! | #REF! | #REF! | #REF! | #REF! | #REF! | #REF! | #REF! | #REF! | #REF! |  |  | #REF! | #REF! | #REF! | #REF! | #REF! | #REF!
#REF! | #REF! | #REF! | #REF! | #REF! | #REF! | #REF! | #REF! | #REF! | #REF! | #REF! | #REF! |  |  | #REF! | #REF! | #REF! | #REF! | #REF!
#REF! | #REF! | #REF! | #REF! | #REF! | #REF! | #REF! | #REF! | #REF! | #REF! | #REF! | #REF! |  |  | #REF! | #REF! | #REF! | #REF! | #REF!
#REF! | #REF! | #REF! | #REF! | #REF! | #REF! | #REF! | #REF! | #REF! | #REF! | #REF! | #REF! |  |  | #REF! | #REF! | #REF! | #REF! | #REF!
#REF! | #REF! | #REF! | #REF! | #REF! | #REF! | #REF! | #REF! | #REF! | #REF! | #REF! | #REF! |  |  | #REF! | #REF! | #REF! | #REF! | #REF!
#REF! | #REF! | #REF! | #REF! | #REF! | #REF! | #REF! | #REF! | #REF! | #REF! | #REF! | #REF! |  |  | #REF! | #REF! | #REF! | #REF! | #REF!
#REF! | #REF! | #REF! | #REF! | #REF! | #REF! | #REF! | #REF! | #REF! | #REF! | #REF! | #REF! |  |  | #REF! | #REF! | #REF! | #REF! | #REF! | #REF!
#REF! | #REF! | #REF! | #REF! | #REF! | #REF! | #REF! | #REF! | #REF! | #REF! | #REF! | #REF! |  |  | #REF! | #REF! | #REF! | #REF! | #REF!
#REF! | #REF! | #REF! | #REF! | #REF! | #REF! | #REF! | #REF! | #REF! | #REF! | #REF! | #REF! |  |  | #REF! | #REF! | #REF! | #REF! | #REF!
#REF! | #REF! | #REF! | #REF! | #REF! | #REF! | #REF! | #REF! | #REF! | #REF! | #REF! | #REF! |  |  | #REF! | #REF! | #REF! | #REF! | #REF!
#REF! | #REF! | #REF! | #REF! | #REF! | #REF! | #REF! | #REF! | #REF! | #REF! | #REF! | #REF! |  |  | #REF! | #REF! | #REF! | #REF! | #REF!
#REF! | #REF! | #REF! | #REF! | #REF! | #REF! | #REF! | #REF! | #REF! | #REF! | #REF! | #REF! |  |  | #REF! | #REF! | #REF! | #REF! | #REF!
#REF! | #REF! | #REF! | #REF! | #REF! | #REF! | #REF! | #REF! | #REF! | #REF! | #REF! | #REF! |  |  | #REF! | #REF! | #REF! | #REF! | #REF! | #REF!
#REF! | #REF! | #REF! | #REF! | #REF! | #REF! | #REF! | #REF! | #REF! | #REF! | #REF! | #REF! |  |  | #REF! | #REF! | #REF! | #REF! | #REF! | #REF!
#REF! | #REF! | #REF! | #REF! | #REF! | #REF! | #REF! | #REF! | #REF! | #REF! | #REF! | #REF! |  |  | #REF! | #REF! | #REF! | #REF! | #REF!
#REF! | #REF! | #REF! | #REF! | #REF! | #REF! | #REF! | #REF! | #REF! | #REF! | #REF! | #REF! |  |  | #REF! | #REF! | #REF! | #REF! | #REF! | #REF!
#REF! | #REF! | #REF! | #REF! | #REF! | #REF! | #REF! | #REF! | #REF! | #REF! | #REF! | #REF! |  |  | #REF! | #REF! | #REF! | #REF! | #REF!
#REF! | #REF! | #REF! | #REF! | #REF! | #REF! | #REF! | #REF! | #REF! | #REF! | #REF! | #REF! |  |  | #REF! | #REF! | #REF! | #REF! | #REF!
#REF! | #REF! | #REF! | #REF! | #REF! | #REF! | #REF! | #REF! | #REF! | #REF! | #REF! | #REF! |  |  | #REF! | #REF! | #REF! | #REF! | #REF!
#REF! | #REF! | #REF! | #REF! | #REF! | #REF! | #REF! | #REF! | #REF! | #REF! | #REF! | #REF! |  |  | #REF! | #REF! | #REF! | #REF! | #REF!
#REF! | #REF! | #REF! | #REF! | #REF! | #REF! | #REF! | #REF! | #REF! | #REF! | #REF! | #REF! |  |  | #REF! | #REF! | #REF! | #REF! | #REF!
#REF! | #REF! | #REF! | #REF! | #REF! | #REF! | #REF! | #REF! | #REF! | #REF! | #REF! | #REF! |  |  | #REF! | #REF! | #REF! | #REF! | #REF!
#REF! | #REF! | #REF! | #REF! | #REF! | #REF! | #REF! | #REF! | #REF! | #REF! | #REF! | #REF! |  |  | #REF! | #REF! | #REF! | #REF! | #REF!
#REF! | #REF! | #REF! | #REF! | #REF! | #REF! | #REF! | #REF! | #REF! | #REF! | #REF! | #REF! |  |  | #REF! | #REF! | #REF! | #REF! | #REF!
#REF! | #REF! | #REF! | #REF! | #REF! | #REF! | #REF! | #REF! | #REF! | #REF! | #REF! | #REF! |  |  | #REF! | #REF! | #REF! | #REF! | #REF! | #REF!
#REF! | #REF! | #REF! | #REF! | #REF! | #REF! | #REF! | #REF! | #REF! | #REF! | #REF! | #REF! |  |  | #REF! | #REF! | #REF! | #REF! | #REF!
#REF! | #REF! | #REF! | #REF! | #REF! | #REF! | #REF! | #REF! | #REF! | #REF! | #REF! | #REF! |  |  | #REF! | #REF! | #REF! | #REF! | #REF!
#REF! | #REF! | #REF! | #REF! | #REF! | #REF! | #REF! | #REF! | #REF! | #REF! | #REF! | #REF! |  |  | #REF! | #REF! | #REF! | #REF! | #REF!
#REF! | #REF! | #REF! | #REF! | #REF! | #REF! | #REF! | #REF! | #REF! | #REF! | #REF! | #REF! |  |  | #REF! | #REF! | #REF! | #REF! | #REF!
#REF! | #REF! | #REF! | #REF! | #REF! | #REF! | #REF! | #REF! | #REF! | #REF! | #REF! | #REF! |  |  | #REF! | #REF! | #REF! | #REF! | #REF!
#REF! | #REF! | #REF! | #REF! | #REF! | #REF! | #REF! | #REF! | #REF! | #REF! | #REF! | #REF! |  |  | #REF! | #REF! | #REF! | #REF! | #REF!
#REF! | #REF! | #REF! | #REF! | #REF! | #REF! | #REF! | #REF! | #REF! | #REF! | #REF! | #REF! |  |  | #REF! | #REF! | #REF! | #REF! | #REF!
#REF! | #REF! | #REF! | #REF! | #REF! | #REF! | #REF! | #REF! | #REF! | #REF! | #REF! | #REF! |  |  | #REF! | #REF! | #REF! | #REF! | #REF!
#REF! | #REF! | #REF! | #REF! | #REF! | #REF! | #REF! | #REF! | #REF! | #REF! | #REF! | #REF! |  |  | #REF! | #REF! | #REF! | #REF! | #REF! | #REF!
#REF! | #REF! | #REF! | #REF! | #REF! | #REF! | #REF! | #REF! | #REF! | #REF! | #REF! | #REF! |  |  | #REF! | #REF! | #REF! | #REF! | #REF!
#REF! | #REF! | #REF! | #REF! | #REF! | #REF! | #REF! | #REF! | #REF! | #REF! | #REF! | #REF! |  |  | #REF! | #REF! | #REF! | #REF! | #REF!
#REF! | #REF! | #REF! | #REF! | #REF! | #REF! | #REF! | #REF! | #REF! | #REF! | #REF! | #REF! |  |  | #REF! | #REF! | #REF! | #REF! | #REF!
#REF! | #REF! | #REF! | #REF! | #REF! | #REF! | #REF! | #REF! | #REF! | #REF! | #REF! | #REF! |  |  | #REF! | #REF! | #REF! | #REF! | #REF!
#REF! | #REF! | #REF! | #REF! | #REF! | #REF! | #REF! | #REF! | #REF! | #REF! | #REF! | #REF! |  |  | #REF! | #REF! | #REF! | #REF! | #REF!
#REF! | #REF! | #REF! | #REF! | #REF! | #REF! | #REF! | #REF! | #REF! | #REF! | #REF! | #REF! |  |  | #REF! | #REF! | #REF! | #REF! | #REF!
#REF! | #REF! | #REF! | #REF! | #REF! | #REF! | #REF! | #REF! | #REF! | #REF! | #REF! | #REF! |  |  | #REF! | #REF! | #REF! | #REF! | #REF! | #REF!
#REF! | #REF! | #REF! | #REF! | #REF! | #REF! | #REF! | #REF! | #REF! | #REF! | #REF! | #REF! |  |  | #REF! | #REF! | #REF! | #REF! | #REF!
#REF! | #REF! | #REF! | #REF! | #REF! | #REF! | #REF! | #REF! | #REF! | #REF! | #REF! | #REF! |  |  | #REF! | #REF! | #REF! | #REF! | #REF! | #REF!
#REF! | #REF! | #REF! | #REF! | #REF! | #REF! | #REF! | #REF! | #REF! | #REF! | #REF! | #REF! |  |  | #REF! | #REF! | #REF! | #REF! | #REF!
#REF! | #REF! | #REF! | #REF! | #REF! | #REF! | #REF! | #REF! | #REF! | #REF! | #REF! | #REF! |  |  | #REF! | #REF! | #REF! | #REF! | #REF! | #REF!
#REF! | #REF! | #REF! | #REF! | #REF! | #REF! | #REF! | #REF! | #REF! | #REF! | #REF! | #REF! |  |  | #REF! | #REF! | #REF! | #REF! | #REF!
#REF! | #REF! | #REF! | #REF! | #REF! | #REF! | #REF! | #REF! | #REF! | #REF! | #REF! | #REF! |  |  | #REF! | #REF! | #REF! | #REF! | #REF!
#REF! | #REF! | #REF! | #REF! | #REF! | #REF! | #REF! | #REF! | #REF! | #REF! | #REF! | #REF! |  |  | #REF! | #REF! | #REF! | #REF! | #REF!
#REF! | #REF! | #REF! | #REF! | #REF! | #REF! | #REF! | #REF! | #REF! | #REF! | #REF! | #REF! |  |  | #REF! | #REF! | #REF! | #REF! | #REF!
#REF! | #REF! | #REF! | #REF! | #REF! | #REF! | #REF! | #REF! | #REF! | #REF! | #REF! | #REF! |  |  | #REF! | #REF! | #REF! | #REF! | #REF!
#REF! | #REF! | #REF! | #REF! | #REF! | #REF! | #REF! | #REF! | #REF! | #REF! | #REF! | #REF! |  |  | #REF! | #REF! | #REF! | #REF! | #REF! | #REF!
#REF! | #REF! | #REF! | #REF! | #REF! | #REF! | #REF! | #REF! | #REF! | #REF! | #REF! | #REF! |  |  | #REF! | #REF! | #REF! | #REF! | #REF!
#REF! | #REF! | #REF! | #REF! | #REF! | #REF! | #REF! | #REF! | #REF! | #REF! | #REF! | #REF! |  |  | #REF! | #REF! | #REF! | #REF! | #REF!
#REF! | #REF! | #REF! | #REF! | #REF! | #REF! | #REF! | #REF! | #REF! | #REF! | #REF! | #REF! |  |  | #REF! | #REF! | #REF! | #REF! | #REF! | #REF!
#REF! | #REF! | #REF! | #REF! | #REF! | #REF! | #REF! | #REF! | #REF! | #REF! | #REF! | #REF! |  |  | #REF! | #REF! | #REF! | #REF! | #REF!
#REF! | #REF! | #REF! | #REF! | #REF! | #REF! | #REF! | #REF! | #REF! | #REF! | #REF! | #REF! |  |  | #REF! | #REF! | #REF! | #REF! | #REF!
#REF! | #REF! | #REF! | #REF! | #REF! | #REF! | #REF! | #REF! | #REF! | #REF! | #REF! | #REF! |  |  | #REF! | #REF! | #REF! | #REF! | #REF!
#REF! | #REF! | #REF! | #REF! | #REF! | #REF! | #REF! | #REF! | #REF! | #REF! | #REF! | #REF! |  |  | #REF! | #REF! | #REF! | #REF! | #REF!
#REF! | #REF! | #REF! | #REF! | #REF! | #REF! | #REF! | #REF! | #REF! | #REF! | #REF! | #REF! |  |  | #REF! | #REF! | #REF! | #REF! | #REF!
#REF! | #REF! | #REF! | #REF! | #REF! | #REF! | #REF! | #REF! | #REF! | #REF! | #REF! | #REF! |  |  | #REF! | #REF! | #REF! | #REF! | #REF! | #REF!
#REF! | #REF! | #REF! | #REF! | #REF! | #REF! | #REF! | #REF! | #REF! | #REF! | #REF! | #REF! |  |  | #REF! | #REF! | #REF! | #REF! | #REF! | #REF!
#REF! | #REF! | #REF! | #REF! | #REF! | #REF! | #REF! | #REF! | #REF! | #REF! | #REF! | #REF! |  |  | #REF! | #REF! | #REF! | #REF! | #REF!
#REF! | #REF! | #REF! | #REF! | #REF! | #REF! | #REF! | #REF! | #REF! | #REF! | #REF! | #REF! |  |  | #REF! | #REF! | #REF! | #REF! | #REF!
#REF! | #REF! | #REF! | #REF! | #REF! | #REF! | #REF! | #REF! | #REF! | #REF! | #REF! | #REF! |  |  | #REF! | #REF! | #REF! | #REF! | #REF!
#REF! | #REF! | #REF! | #REF! | #REF! | #REF! | #REF! | #REF! | #REF! | #REF! | #REF! | #REF! |  |  | #REF! | #REF! | #REF! | #REF! | #REF!
#REF! | #REF! | #REF! | #REF! | #REF! | #REF! | #REF! | #REF! | #REF! | #REF! | #REF! | #REF! |  |  | #REF! | #REF! | #REF! | #REF! | #REF!
#REF! | #REF! | #REF! | #REF! | #REF! | #REF! | #REF! | #REF! | #REF! | #REF! | #REF! | #REF! |  |  | #REF! | #REF! | #REF! | #REF! | #REF! | #REF!
#REF! | #REF! | #REF! | #REF! | #REF! | #REF! | #REF! | #REF! | #REF! | #REF! | #REF! | #REF! |  |  | #REF! | #REF! | #REF! | #REF! | #REF!
#REF! | #REF! | #REF! | #REF! | #REF! | #REF! | #REF! | #REF! | #REF! | #REF! | #REF! | #REF! |  |  | #REF! | #REF! | #REF! | #REF! | #REF!
#REF! | #REF! | #REF! | #REF! | #REF! | #REF! | #REF! | #REF! | #REF! | #REF! | #REF! | #REF! |  |  | #REF! | #REF! | #REF! | #REF! | #REF!
#REF! | #REF! | #REF! | #REF! | #REF! | #REF! | #REF! | #REF! | #REF! | #REF! | #REF! | #REF! |  |  | #REF! | #REF! | #REF! | #REF! | #REF!
#REF! | #REF! | #REF! | #REF! | #REF! | #REF! | #REF! | #REF! | #REF! | #REF! | #REF! | #REF! |  |  | #REF! | #REF! | #REF! | #REF! | #REF!
#REF! | #REF! | #REF! | #REF! | #REF! | #REF! | #REF! | #REF! | #REF! | #REF! | #REF! | #REF! |  |  | #REF! | #REF! | #REF! | #REF! | #REF! | #REF!
#REF! | #REF! | #REF! | #REF! | #REF! | #REF! | #REF! | #REF! | #REF! | #REF! | #REF! | #REF! |  |  | #REF! | #REF! | #REF! | #REF! | #REF! | #REF!
#REF! | #REF! | #REF! | #REF! | #REF! | #REF! | #REF! | #REF! | #REF! | #REF! | #REF! | #REF! |  |  | #REF! | #REF! | #REF! | #REF! | #REF! | #REF!
#REF! | #REF! | #REF! | #REF! | #REF! | #REF! | #REF! | #REF! | #REF! | #REF! | #REF! | #REF! |  |  | #REF! | #REF! | #REF! | #REF! | #REF! | #REF!
#REF! | #REF! | #REF! | #REF! | #REF! | #REF! | #REF! | #REF! | #REF! | #REF! | #REF! | #REF! |  |  | #REF! | #REF! | #REF! | #REF! | #REF! | #REF!
#REF! | #REF! | #REF! | #REF! | #REF! | #REF! | #REF! | #REF! | #REF! | #REF! | #REF! | #REF! |  |  | #REF! | #REF! | #REF! | #REF! | #REF! | #REF!
#REF! | #REF! | #REF! | #REF! | #REF! | #REF! | #REF! | #REF! | #REF! | #REF! | #REF! | #REF! |  |  | #REF! | #REF! | #REF! | #REF! | #REF! | #REF!
#REF! | #REF! | #REF! | #REF! | #REF! | #REF! | #REF! | #REF! | #REF! | #REF! | #REF! | #REF! |  |  | #REF! | #REF! | #REF! | #REF! | #REF! | #REF!
#REF! | #REF! | #REF! | #REF! | #REF! | #REF! | #REF! | #REF! | #REF! | #REF! | #REF! | #REF! |  |  | #REF! | #REF! | #REF! | #REF! | #REF! | #REF!
#REF! | #REF! | #REF! | #REF! | #REF! | #REF! | #REF! | #REF! | #REF! | #REF! | #REF! | #REF! |  |  | #REF! | #REF! | #REF! | #REF! | #REF! | #REF!
#REF! | #REF! | #REF! | #REF! | #REF! | #REF! | #REF! | #REF! | #REF! | #REF! | #REF! | #REF! |  |  | #REF! | #REF! | #REF! | #REF! | #REF! | #REF!
#REF! | #REF! | #REF! | #REF! | #REF! | #REF! | #REF! | #REF! | #REF! | #REF! | #REF! | #REF! |  |  | #REF! | #REF! | #REF! | #REF! | #REF!
#REF! | #REF! | #REF! | #REF! | #REF! | #REF! | #REF! | #REF! | #REF! | #REF! | #REF! | #REF! |  |  | #REF! | #REF! | #REF! | #REF! | #REF!
#REF! | #REF! | #REF! | #REF! | #REF! | #REF! | #REF! | #REF! | #REF! | #REF! | #REF! | #REF! |  |  | #REF! | #REF! | #REF! | #REF! | #REF!
#REF! | #REF! | #REF! | #REF! | #REF! | #REF! | #REF! | #REF! | #REF! | #REF! | #REF! | #REF! |  |  | #REF! | #REF! | #REF! | #REF! | #REF! | #REF!
#REF! | #REF! | #REF! | #REF! | #REF! | #REF! | #REF! | #REF! | #REF! | #REF! | #REF! | #REF! |  |  | #REF! | #REF! | #REF! | #REF! | #REF! | #REF!
#REF! | #REF! | #REF! | #REF! | #REF! | #REF! | #REF! | #REF! | #REF! | #REF! | #REF! | #REF! |  |  | #REF! | #REF! | #REF! | #REF! | #REF! | #REF!
#REF! | #REF! | #REF! | #REF! | #REF! | #REF! | #REF! | #REF! | #REF! | #REF! | #REF! | #REF! |  |  | #REF! | #REF! | #REF! | #REF! | #REF! | #REF!
#REF! | #REF! | #REF! | #REF! | #REF! | #REF! | #REF! | #REF! | #REF! | #REF! | #REF! | #REF! |  |  | #REF! | #REF! | #REF! | #REF! | #REF! | #REF!
#REF! | #REF! | #REF! | #REF! | #REF! | #REF! | #REF! | #REF! | #REF! | #REF! | #REF! | #REF! |  |  | #REF! | #REF! | #REF! | #REF! | #REF! | #REF!
#REF! | #REF! | #REF! | #REF! | #REF! | #REF! | #REF! | #REF! | #REF! | #REF! | #REF! | #REF! |  |  | #REF! | #REF! | #REF! | #REF! | #REF! | #REF!
#REF! | #REF! | #REF! | #REF! | #REF! | #REF! | #REF! | #REF! | #REF! | #REF! | #REF! | #REF! |  |  | #REF! | #REF! | #REF! | #REF! | #REF! | #REF!
#REF! | #REF! | #REF! | #REF! | #REF! | #REF! | #REF! | #REF! | #REF! | #REF! | #REF! | #REF! |  |  | #REF! | #REF! | #REF! | #REF! | #REF! | #REF!
#REF! | #REF! | #REF! | #REF! | #REF! | #REF! | #REF! | #REF! | #REF! | #REF! | #REF! | #REF! |  |  | #REF! | #REF! | #REF! | #REF! | #REF! | #REF!
#REF! | #REF! | #REF! | #REF! | #REF! | #REF! | #REF! | #REF! | #REF! | #REF! | #REF! | #REF! |  |  | #REF! | #REF! | #REF! | #REF! | #REF! | #REF!
#REF! | #REF! | #REF! | #REF! | #REF! | #REF! | #REF! | #REF! | #REF! | #REF! | #REF! | #REF! |  |  | #REF! | #REF! | #REF! | #REF! | #REF! | #REF!
#REF! | #REF! | #REF! | #REF! | #REF! | #REF! | #REF! | #REF! | #REF! | #REF! | #REF! | #REF! |  |  | #REF! | #REF! | #REF! | #REF! | #REF!
#REF! | #REF! | #REF! | #REF! | #REF! | #REF! | #REF! | #REF! | #REF! | #REF! | #REF! | #REF! |  |  | #REF! | #REF! | #REF! | #REF! | #REF!
#REF! | #REF! | #REF! | #REF! | #REF! | #REF! | #REF! | #REF! | #REF! | #REF! | #REF! | #REF! |  |  | #REF! | #REF! | #REF! | #REF! | #REF!
#REF! | #REF! | #REF! | #REF! | #REF! | #REF! | #REF! | #REF! | #REF! | #REF! | #REF! | #REF! |  |  | #REF! | #REF! | #REF! | #REF! | #REF!
#REF! | #REF! | #REF! | #REF! | #REF! | #REF! | #REF! | #REF! | #REF! | #REF! | #REF! | #REF! |  |  | #REF! | #REF! | #REF! | #REF! | #REF!
#REF! | #REF! | #REF! | #REF! | #REF! | #REF! | #REF! | #REF! | #REF! | #REF! | #REF! | #REF! |  |  | #REF! | #REF! | #REF! | #REF! | #REF!
#REF! | #REF! | #REF! | #REF! | #REF! | #REF! | #REF! | #REF! | #REF! | #REF! | #REF! | #REF! |  |  | #REF! | #REF! | #REF! | #REF! | #REF!
#REF! | #REF! | #REF! | #REF! | #REF! | #REF! | #REF! | #REF! | #REF! | #REF! | #REF! | #REF! |  |  | #REF! | #REF! | #REF! | #REF! | #REF!
#REF! | #REF! | #REF! | #REF! | #REF! | #REF! | #REF! | #REF! | #REF! | #REF! | #REF! | #REF! |  |  | #REF! | #REF! | #REF! | #REF! | #REF!
#REF! | #REF! | #REF! | #REF! | #REF! | #REF! | #REF! | #REF! | #REF! | #REF! | #REF! | #REF! |  |  | #REF! | #REF! | #REF! | #REF! | #REF!
#REF! | #REF! | #REF! | #REF! | #REF! | #REF! | #REF! | #REF! | #REF! | #REF! | #REF! | #REF! |  |  | #REF! | #REF! | #REF! | #REF! | #REF!
#REF! | #REF! | #REF! | #REF! | #REF! | #REF! | #REF! | #REF! | #REF! | #REF! | #REF! | #REF! |  |  | #REF! | #REF! | #REF! | #REF! | #REF!
#REF! | #REF! | #REF! | #REF! | #REF! | #REF! | #REF! | #REF! | #REF! | #REF! | #REF! | #REF! |  |  | #REF! | #REF! | #REF! | #REF! | #REF!
#REF! | #REF! | #REF! | #REF! | #REF! | #REF! | #REF! | #REF! | #REF! | #REF! | #REF! | #REF! |  |  | #REF! | #REF! | #REF! | #REF! | #REF!
#REF! | #REF! | #REF! | #REF! | #REF! | #REF! | #REF! | #REF! | #REF! | #REF! | #REF! | #REF! |  |  | #REF! | #REF! | #REF! | #REF! | #REF!
#REF! | #REF! | #REF! | #REF! | #REF! | #REF! | #REF! | #REF! | #REF! | #REF! | #REF! | #REF! |  |  | #REF! | #REF! | #REF! | #REF! | #REF! | #REF!
#REF! | #REF! | #REF! | #REF! | #REF! | #REF! | #REF! | #REF! | #REF! | #REF! | #REF! | #REF! |  |  | #REF! | #REF! | #REF! | #REF! | #REF! | #REF!
#REF! | #REF! | #REF! | #REF! | #REF! | #REF! | #REF! | #REF! | #REF! | #REF! | #REF! | #REF! |  |  | #REF! | #REF! | #REF! | #REF! | #REF! | #REF!
#REF! | #REF! | #REF! | #REF! | #REF! | #REF! | #REF! | #REF! | #REF! | #REF! | #REF! | #REF! |  |  | #REF! | #REF! | #REF! | #REF! | #REF! | #REF!
#REF! | #REF! | #REF! | #REF! | #REF! | #REF! | #REF! | #REF! | #REF! | #REF! | #REF! | #REF! |  |  | #REF! | #REF! | #REF! | #REF! | #REF! | #REF!
#REF! | #REF! | #REF! | #REF! | #REF! | #REF! | #REF! | #REF! | #REF! | #REF! | #REF! | #REF! |  |  | #REF! | #REF! | #REF! | #REF! | #REF! | #REF!
#REF! | #REF! | #REF! | #REF! | #REF! | #REF! | #REF! | #REF! | #REF! | #REF! | #REF! | #REF! |  |  | #REF! | #REF! | #REF! | #REF! | #REF! | #REF!
04.01.01 | SINAPI | 96115 | Forro Modulado de Fibra Mineral 62,5x62,5cm | m² | 272.52 | 65.03 | 5.6 | 19248.08 | 1957.08 | 22526.93 | 2.853% |  |  | #REF! | #REF! | #REF! | #REF! | #REF! | #REF!
#REF! | #REF! | #REF! | #REF! | #REF! | #REF! | #REF! | #REF! | #REF! | #REF! | #REF! | #REF! |  |  | #REF! | #REF! | #REF! | #REF! | #REF! | #REF!
#REF! | #REF! | #REF! | #REF! | #REF! | #REF! | #REF! | #REF! | #REF! | #REF! | #REF! | #REF! |  |  | #REF! | #REF! | #REF! | #REF! | #REF! | #REF!
#REF! | #REF! | #REF! | #REF! | #REF! | #REF! | #REF! | #REF! | #REF! | #REF! | #REF! | #REF! |  |  | #REF! | #REF! | #REF! | #REF! | #REF! | #REF!
#REF! | #REF! | #REF! | #REF! | #REF! | #REF! | #REF! | #REF! | #REF! | #REF! | #REF! | #REF! |  |  | #REF! | #REF! | #REF! | #REF! | #REF! | #REF!
#REF! | #REF! | #REF! | #REF! | #REF! | #REF! | #REF! | #REF! | #REF! | #REF! | #REF! | #REF! |  |  | #REF! | #REF! | #REF! | #REF! | #REF! | #REF!
#REF! | #REF! | #REF! | #REF! | #REF! | #REF! | #REF! | #REF! | #REF! | #REF! | #REF! | #REF! |  |  | #REF! | #REF! | #REF! | #REF! | #REF!
#REF! | #REF! | #REF! | #REF! | #REF! | #REF! | #REF! | #REF! | #REF! | #REF! | #REF! | #REF! |  |  | #REF! | #REF! | #REF! | #REF! | #REF! | #REF!
#REF! | #REF! | #REF! | #REF! | #REF! | #REF! | #REF! | #REF! | #REF! | #REF! | #REF! | #REF! |  |  | #REF! | #REF! | #REF! | #REF! | #REF! | #REF!
#REF! | #REF! | #REF! | #REF! | #REF! | #REF! | #REF! | #REF! | #REF! | #REF! | #REF! | #REF! |  |  | #REF! | #REF! | #REF! | #REF! | #REF! | #REF!
#REF! | #REF! | #REF! | #REF! | #REF! | #REF! | #REF! | #REF! | #REF! | #REF! | #REF! | #REF! |  |  | #REF! | #REF! | #REF! | #REF! | #REF!
#REF! | #REF! | #REF! | #REF! | #REF! | #REF! | #REF! | #REF! | #REF! | #REF! | #REF! | #REF! |  |  | #REF! | #REF! | #REF! | #REF! | #REF! | #REF!
#REF! | #REF! | #REF! | #REF! | #REF! | #REF! | #REF! | #REF! | #REF! | #REF! | #REF! | #REF! |  |  | #REF! | #REF! | #REF! | #REF! | #REF! | #REF!
#REF! | #REF! | #REF! | #REF! | #REF! | #REF! | #REF! | #REF! | #REF! | #REF! | #REF! | #REF! |  |  | #REF! | #REF! | #REF! | #REF! | #REF! | #REF!
#REF! | #REF! | #REF! | #REF! | #REF! | #REF! | #REF! | #REF! | #REF! | #REF! | #REF! | #REF! |  |  | #REF! | #REF! | #REF! | #REF! | #REF! | #REF!
#REF! | #REF! | #REF! | #REF! | #REF! | #REF! | #REF! | #REF! | #REF! | #REF! | #REF! | #REF! |  |  | #REF! | #REF! | #REF! | #REF! | #REF! | #REF!
#REF! | #REF! | #REF! | #REF! | #REF! | #REF! | #REF! | #REF! | #REF! | #REF! | #REF! | #REF! |  |  | #REF! | #REF! | #REF! | #REF! | #REF! | #REF!
#REF! | #REF! | #REF! | #REF! | #REF! | #REF! | #REF! | #REF! | #REF! | #REF! | #REF! | #REF! |  |  | #REF! | #REF! | #REF! | #REF! | #REF! | #REF!
04.02.03 | SINAPI | 73631 | Guarda-corpo aço galvanizado cor grafite h92cm | ml | 19.53 | 160.36 | 143.29 | 5930.28 | 3588.73 | 7223.83 | 0.915% |  |  | #REF! | #REF! | #REF! | #REF! | #REF!
#REF! | #REF! | #REF! | #REF! | #REF! | #REF! | #REF! | #REF! | #REF! | #REF! | #REF! | #REF! |  |  | #REF! | #REF! | #REF! | #REF! | #REF!
#REF! | #REF! | #REF! | #REF! | #REF! | #REF! | #REF! | #REF! | #REF! | #REF! | #REF! | #REF! |  |  | #REF! | #REF! | #REF! | #REF! | #REF!
#REF! | #REF! | #REF! | #REF! | #REF! | #REF! | #REF! | #REF! | #REF! | #REF! | #REF! | #REF! |  |  | #REF! | #REF! | #REF! | #REF! | #REF! | #REF!
#REF! | #REF! | #REF! | #REF! | #REF! | #REF! | #REF! | #REF! | #REF! | #REF! | #REF! | #REF! |  |  | #REF! | #REF! | #REF! | #REF! | #REF!
#REF! | #REF! | #REF! | #REF! | #REF! | #REF! | #REF! | #REF! | #REF! | #REF! | #REF! | #REF! |  |  | #REF! | #REF! | #REF! | #REF! | #REF!
#REF! | #REF! | #REF! | #REF! | #REF! | #REF! | #REF! | #REF! | #REF! | #REF! | #REF! | #REF! |  |  | #REF! | #REF! | #REF! | #REF! | #REF!
#REF! | #REF! | #REF! | #REF! | #REF! | #REF! | #REF! | #REF! | #REF! | #REF! | #REF! | #REF! |  |  | #REF! | #REF! | #REF! | #REF! | #REF!
#REF! | #REF! | #REF! | #REF! | #REF! | #REF! | #REF! | #REF! | #REF! | #REF! | #REF! | #REF! |  |  | #REF! | #REF! | #REF! | #REF! | #REF!
#REF! | #REF! | #REF! | #REF! | #REF! | #REF! | #REF! | #REF! | #REF! | #REF! | #REF! | #REF! |  |  | #REF! | #REF! | #REF! | #REF! | #REF!
#REF! | #REF! | #REF! | #REF! | #REF! | #REF! | #REF! | #REF! | #REF! | #REF! | #REF! | #REF! |  |  | #REF! | #REF! | #REF! | #REF! | #REF!
#REF! | #REF! | #REF! | #REF! | #REF! | #REF! | #REF! | #REF! | #REF! | #REF! | #REF! | #REF! |  |  | #REF! | #REF! | #REF! | #REF! | #REF!
#REF! | #REF! | #REF! | #REF! | #REF! | #REF! | #REF! | #REF! | #REF! | #REF! | #REF! | #REF! |  |  | #REF! | #REF! | #REF! | #REF! | #REF!
#REF! | #REF! | #REF! | #REF! | #REF! | #REF! | #REF! | #REF! | #REF! | #REF! | #REF! | #REF! |  |  | #REF! | #REF! | #REF! | #REF! | #REF! | #REF!
#REF! | #REF! | #REF! | #REF! | #REF! | #REF! | #REF! | #REF! | #REF! | #REF! | #REF! | #REF! |  |  | #REF! | #REF! | #REF! | #REF! | #REF! | #REF!
#REF! | #REF! | #REF! | #REF! | #REF! | #REF! | #REF! | #REF! | #REF! | #REF! | #REF! | #REF! |  |  | #REF! | #REF! | #REF! | #REF! | #REF! | #REF!
#REF! | #REF! | #REF! | #REF! | #REF! | #REF! | #REF! | #REF! | #REF! | #REF! | #REF! | #REF! |  |  | #REF! | #REF! | #REF! | #REF! | #REF! | #REF!
#REF! | #REF! | #REF! | #REF! | #REF! | #REF! | #REF! | #REF! | #REF! | #REF! | #REF! | #REF! |  |  | #REF! | #REF! | #REF! | #REF! | #REF! | #REF!
#REF! | #REF! | #REF! | #REF! | #REF! | #REF! | #REF! | #REF! | #REF! | #REF! | #REF! | #REF! |  |  | #REF! | #REF! | #REF! | #REF! | #REF! | #REF!
#REF! | #REF! | #REF! | #REF! | #REF! | #REF! | #REF! | #REF! | #REF! | #REF! | #REF! | #REF! |  |  | #REF! | #REF! | #REF! | #REF! | #REF! | #REF!
#REF! | #REF! | #REF! | #REF! | #REF! | #REF! | #REF! | #REF! | #REF! | #REF! | #REF! | #REF! |  |  | #REF! | #REF! | #REF! | #REF! | #REF! | #REF!
#REF! | #REF! | #REF! | #REF! | #REF! | #REF! | #REF! | #REF! | #REF! | #REF! | #REF! | #REF! |  |  | #REF! | #REF! | #REF! | #REF! | #REF! | #REF!
#REF! | #REF! | #REF! | #REF! | #REF! | #REF! | #REF! | #REF! | #REF! | #REF! | #REF! | #REF! |  |  | #REF! | #REF! | #REF! | #REF! | #REF! | #REF!
#REF! | #REF! | #REF! | #REF! | #REF! | #REF! | #REF! | #REF! | #REF! | #REF! | #REF! | #REF! |  |  | #REF! | #REF! | #REF! | #REF! | #REF! | #REF!
#REF! | #REF! | #REF! | #REF! | #REF! | #REF! | #REF! | #REF! | #REF! | #REF! | #REF! | #REF! |  |  | #REF! | #REF! | #REF! | #REF! | #REF! | #REF!
#REF! | #REF! | #REF! | #REF! | #REF! | #REF! | #REF! | #REF! | #REF! | #REF! | #REF! | #REF! |  |  | #REF! | #REF! | #REF! | #REF! | #REF! | #REF!
#REF! | #REF! | #REF! | #REF! | #REF! | #REF! | #REF! | #REF! | #REF! | #REF! | #REF! | #REF! |  |  | #REF! | #REF! | #REF! | #REF! | #REF! | #REF!
#REF! | #REF! | #REF! | #REF! | #REF! | #REF! | #REF! | #REF! | #REF! | #REF! | #REF! | #REF! |  |  | #REF! | #REF! | #REF! | #REF! | #REF! | #REF!
#REF! | #REF! | #REF! | #REF! | #REF! | #REF! | #REF! | #REF! | #REF! | #REF! | #REF! | #REF! |  |  | #REF! | #REF! | #REF! | #REF! | #REF! | #REF!
#REF! | #REF! | #REF! | #REF! | #REF! | #REF! | #REF! | #REF! | #REF! | #REF! | #REF! | #REF! |  |  | #REF! | #REF! | #REF! | #REF! | #REF! | #REF!
#REF! | #REF! | #REF! | #REF! | #REF! | #REF! | #REF! | #REF! | #REF! | #REF! | #REF! | #REF! |  |  | #REF! | #REF! | #REF! | #REF! | #REF! | #REF!
#REF! | #REF! | #REF! | #REF! | #REF! | #REF! | #REF! | #REF! | #REF! | #REF! | #REF! | #REF! |  |  | #REF! | #REF! | #REF! | #REF! | #REF! | #REF!
#REF! | #REF! | #REF! | #REF! | #REF! | #REF! | #REF! | #REF! | #REF! | #REF! | #REF! | #REF! |  |  | #REF! | #REF! | #REF! | #REF! | #REF! | #REF!
#REF! | #REF! | #REF! | #REF! | #REF! | #REF! | #REF! | #REF! | #REF! | #REF! | #REF! | #REF! |  |  | #REF! | #REF! | #REF! | #REF! | #REF! | #REF!
#REF! | #REF! | #REF! | #REF! | #REF! | #REF! | #REF! | #REF! | #REF! | #REF! | #REF! | #REF! |  |  | #REF! | #REF! | #REF! | #REF! | #REF! | #REF!
#REF! | #REF! | #REF! | #REF! | #REF! | #REF! | #REF! | #REF! | #REF! | #REF! | #REF! | #REF! |  |  | #REF! | #REF! | #REF! | #REF! | #REF! | #REF!
#REF! | #REF! | #REF! | #REF! | #REF! | #REF! | #REF! | #REF! | #REF! | #REF! | #REF! | #REF! |  |  | #REF! | #REF! | #REF! | #REF! | #REF! | #REF!
#REF! | #REF! | #REF! | #REF! | #REF! | #REF! | #REF! | #REF! | #REF! | #REF! | #REF! | #REF! |  |  | #REF! | #REF! | #REF! | #REF! | #REF! | #REF!
#REF! | #REF! | #REF! | #REF! | #REF! | #REF! | #REF! | #REF! | #REF! | #REF! | #REF! | #REF! |  |  | #REF! | #REF! | #REF! | #REF! | #REF! | #REF!
#REF! | #REF! | #REF! | #REF! | #REF! | #REF! | #REF! | #REF! | #REF! | #REF! | #REF! | #REF! |  |  | #REF! | #REF! | #REF! | #REF! | #REF! | #REF!
#REF! | #REF! | #REF! | #REF! | #REF! | #REF! | #REF! | #REF! | #REF! | #REF! | #REF! | #REF! |  |  | #REF! | #REF! | #REF! | #REF! | #REF! | #REF!
#REF! | #REF! | #REF! | #REF! | #REF! | #REF! | #REF! | #REF! | #REF! | #REF! | #REF! | #REF! |  |  | #REF! | #REF! | #REF! | #REF! | #REF! | #REF!
#REF! | #REF! | #REF! | #REF! | #REF! | #REF! | #REF! | #REF! | #REF! | #REF! | #REF! | #REF! |  |  | #REF! | #REF! | #REF! | #REF! | #REF! | #REF!
#REF! | #REF! | #REF! | #REF! | #REF! | #REF! | #REF! | #REF! | #REF! | #REF! | #REF! | #REF! |  |  | #REF! | #REF! | #REF! | #REF! | #REF! | #REF!
#REF! | #REF! | #REF! | #REF! | #REF! | #REF! | #REF! | #REF! | #REF! | #REF! | #REF! | #REF! |  |  | #REF! | #REF! | #REF! | #REF! | #REF! | #REF!
#REF! | #REF! | #REF! | #REF! | #REF! | #REF! | #REF! | #REF! | #REF! | #REF! | #REF! | #REF! |  |  | #REF! | #REF! | #REF! | #REF! | #REF! | #REF!
#REF! | #REF! | #REF! | #REF! | #REF! | #REF! | #REF! | #REF! | #REF! | #REF! | #REF! | #REF! |  |  | #REF! | #REF! | #REF! | #REF! | #REF! | #REF!
#REF! | #REF! | #REF! | #REF! | #REF! | #REF! | #REF! | #REF! | #REF! | #REF! | #REF! | #REF! |  |  | #REF! | #REF! | #REF! | #REF! | #REF! | #REF!
#REF! | #REF! | #REF! | #REF! | #REF! | #REF! | #REF! | #REF! | #REF! | #REF! | #REF! | #REF! |  |  | #REF! | #REF! | #REF! | #REF! | #REF! | #REF!
#REF! | #REF! | #REF! | #REF! | #REF! | #REF! | #REF! | #REF! | #REF! | #REF! | #REF! | #REF! |  |  | #REF! | #REF! | #REF! | #REF! | #REF! | #REF!
#REF! | #REF! | #REF! | #REF! | #REF! | #REF! | #REF! | #REF! | #REF! | #REF! | #REF! | #REF! |  |  | #REF! | #REF! | #REF! | #REF! | #REF! | #REF!
#REF! | #REF! | #REF! | #REF! | #REF! | #REF! | #REF! | #REF! | #REF! | #REF! | #REF! | #REF! |  |  | #REF! | #REF! | #REF! | #REF! | #REF! | #REF!
#REF! | #REF! | #REF! | #REF! | #REF! | #REF! | #REF! | #REF! | #REF! | #REF! | #REF! | #REF! |  |  | #REF! | #REF! | #REF! | #REF! | #REF! | #REF!
#REF! | #REF! | #REF! | #REF! | #REF! | #REF! | #REF! | #REF! | #REF! | #REF! | #REF! | #REF! |  |  | #REF! | #REF! | #REF! | #REF! | #REF! | #REF!
#REF! | #REF! | #REF! | #REF! | #REF! | #REF! | #REF! | #REF! | #REF! | #REF! | #REF! | #REF! |  |  | #REF! | #REF! | #REF! | #REF! | #REF! | #REF!
#REF! | #REF! | #REF! | #REF! | #REF! | #REF! | #REF! | #REF! | #REF! | #REF! | #REF! | #REF! |  |  | #REF! | #REF! | #REF! | #REF! | #REF!
#REF! | #REF! | #REF! | #REF! | #REF! | #REF! | #REF! | #REF! | #REF! | #REF! | #REF! | #REF! |  |  | #REF! | #REF! | #REF! | #REF! | #REF!
#REF! | #REF! | #REF! | #REF! | #REF! | #REF! | #REF! | #REF! | #REF! | #REF! | #REF! | #REF! |  |  | #REF! | #REF! | #REF! | #REF! | #REF! | #REF!
#REF! | #REF! | #REF! | #REF! | #REF! | #REF! | #REF! | #REF! | #REF! | #REF! | #REF! | #REF! |  |  | #REF! | #REF! | #REF! | #REF! | #REF! | #REF!
#REF! | #REF! | #REF! | #REF! | #REF! | #REF! | #REF! | #REF! | #REF! | #REF! | #REF! | #REF! |  |  | #REF! | #REF! | #REF! | #REF! | #REF! | #REF!
#REF! | #REF! | #REF! | #REF! | #REF! | #REF! | #REF! | #REF! | #REF! | #REF! | #REF! | #REF! |  |  | #REF! | #REF! | #REF! | #REF! | #REF! | #REF!
#REF! | #REF! | #REF! | #REF! | #REF! | #REF! | #REF! | #REF! | #REF! | #REF! | #REF! | #REF! |  |  | #REF! | #REF! | #REF! | #REF! | #REF!
#REF! | #REF! | #REF! | #REF! | #REF! | #REF! | #REF! | #REF! | #REF! | #REF! | #REF! | #REF! |  |  | #REF! | #REF! | #REF! | #REF! | #REF!
#REF! | #REF! | #REF! | #REF! | #REF! | #REF! | #REF! | #REF! | #REF! | #REF! | #REF! | #REF! |  |  | #REF! | #REF! | #REF! | #REF! | #REF!
#REF! | #REF! | #REF! | #REF! | #REF! | #REF! | #REF! | #REF! | #REF! | #REF! | #REF! | #REF! |  |  | #REF! | #REF! | #REF! | #REF! | #REF! | #REF!
#REF! | #REF! | #REF! | #REF! | #REF! | #REF! | #REF! | #REF! | #REF! | #REF! | #REF! | #REF! |  |  | #REF! | #REF! | #REF! | #REF! | #REF!
#REF! | #REF! | #REF! | #REF! | #REF! | #REF! | #REF! | #REF! | #REF! | #REF! | #REF! | #REF! |  |  | #REF! | #REF! | #REF! | #REF! | #REF! | #REF!
#REF! | #REF! | #REF! | #REF! | #REF! | #REF! | #REF! | #REF! | #REF! | #REF! | #REF! | #REF! |  |  | #REF! | #REF! | #REF! | #REF! | #REF!
#REF! | #REF! | #REF! | #REF! | #REF! | #REF! | #REF! | #REF! | #REF! | #REF! | #REF! | #REF! |  |  | #REF! | #REF! | #REF! | #REF! | #REF!
#REF! | #REF! | #REF! | #REF! | #REF! | #REF! | #REF! | #REF! | #REF! | #REF! | #REF! | #REF! |  |  | #REF! | #REF! | #REF! | #REF! | #REF!
#REF! | #REF! | #REF! | #REF! | #REF! | #REF! | #REF! | #REF! | #REF! | #REF! | #REF! | #REF! |  |  | #REF! | #REF! | #REF! | #REF! | #REF!
#REF! | #REF! | #REF! | #REF! | #REF! | #REF! | #REF! | #REF! | #REF! | #REF! | #REF! | #REF! |  |  | #REF! | #REF! | #REF! | #REF! | #REF!
#REF! | #REF! | #REF! | #REF! | #REF! | #REF! | #REF! | #REF! | #REF! | #REF! | #REF! | #REF! |  |  | #REF! | #REF! | #REF! | #REF! | #REF!
#REF! | #REF! | #REF! | #REF! | #REF! | #REF! | #REF! | #REF! | #REF! | #REF! | #REF! | #REF! |  |  | #REF! | #REF! | #REF! | #REF! | #REF! | #REF!
#REF! | #REF! | #REF! | #REF! | #REF! | #REF! | #REF! | #REF! | #REF! | #REF! | #REF! | #REF! |  |  | #REF! | #REF! | #REF! | #REF! | #REF!
#REF! | #REF! | #REF! | #REF! | #REF! | #REF! | #REF! | #REF! | #REF! | #REF! | #REF! | #REF! |  |  | #REF! | #REF! | #REF! | #REF! | #REF!
#REF! | #REF! | #REF! | #REF! | #REF! | #REF! | #REF! | #REF! | #REF! | #REF! | #REF! | #REF! |  |  | #REF! | #REF! | #REF! | #REF! | #REF!
#REF! | #REF! | #REF! | #REF! | #REF! | #REF! | #REF! | #REF! | #REF! | #REF! | #REF! | #REF! |  |  | #REF! | #REF! | #REF! | #REF! | #REF!
#REF! | #REF! | #REF! | #REF! | #REF! | #REF! | #REF! | #REF! | #REF! | #REF! | #REF! | #REF! |  |  | #REF! | #REF! | #REF! | #REF! | #REF!
#REF! | #REF! | #REF! | #REF! | #REF! | #REF! | #REF! | #REF! | #REF! | #REF! | #REF! | #REF! |  |  | #REF! | #REF! | #REF! | #REF! | #REF!
09.01.01 | SINAPI | 9537 | LIMPEZA FINAL DA OBRA | m² | 517.68 | 0.65 | 1.64 | 1185.48 | 1088.74 | 1479.3 | 0.1874% |  |  | #REF! | #REF! | #REF! | #REF! | #REF! | #REF!
#REF! | #REF! | #REF! | #REF! | #REF! | #REF! | #REF! | #REF! | #REF! | #REF! | #REF! | #REF! |  |  | #REF! | #REF! | #REF! | #REF! | #REF! | #REF!
#REF! | #REF! | #REF! | #REF! | #REF! | #REF! | #REF! | #REF! | #REF! | #REF! | #REF! | #REF! |  |  | #REF! | #REF! | #REF! | #REF! | #REF! | #REF!
#REF! | #REF! | #REF! | #REF! | #REF! | #REF! | #REF! | #REF! | #REF! | #REF! | #REF! | #REF! |  |  | #REF! | #REF! | #REF! | #REF! | #REF! | #REF!
#REF! | #REF! | #REF! | #REF! | #REF! | #REF! | #REF! | #REF! | #REF! | #REF! | #REF! | #REF! |  |  | #REF! | #REF! | #REF! | #REF! | #REF! | #REF!
01.02.02 | SINAPI | 84112 | ANDAIME TABUADO SOBRE CAVALETES (INCLUSO CAVALETE) EM MADEIRA DE 1ª UTIL 20X INCL MOVIMENTACAO P/ PE-DIREITO 4,00M | m² | 24 | 6.77 | 2.75 | 228.48 | 84.63 | 273.22 | 0.03461% |  |  | #REF! | #REF! | #REF! | #REF! | #REF! | #REF!
#REF! | #REF! | #REF! | #REF! | #REF! | #REF! | #REF! | #REF! | #REF! | #REF! | #REF! | #REF! |  |  | #REF! | #REF! | #REF! | #REF! | #REF! | #REF!
#REF! | #REF! | #REF! | #REF! | #REF! | #REF! | #REF! | #REF! | #REF! | #REF! | #REF! | #REF! |  |  | #REF! | #REF! | #REF! | #REF! | #REF! | #REF!
#REF! | #REF! | #REF! | #REF! | #REF! | #REF! | #REF! | #REF! | #REF! | #REF! | #REF! | #REF! |  |  | #REF! | #REF! | #REF! | #REF! | #REF! | #REF!
#REF! | #REF! | #REF! | #REF! | #REF! | #REF! | #REF! | #REF! | #REF! | #REF! | #REF! | #REF! |  |  | #REF! | #REF! | #REF! | #REF! | #REF!
#REF! | #REF! | #REF! | #REF! | #REF! | #REF! | #REF! | #REF! | #REF! | #REF! | #REF! | #REF! |  |  | #REF! | #REF! | #REF! | #REF! | #REF!
#REF! | #REF! | #REF! | #REF! | #REF! | #REF! | #REF! | #REF! | #REF! | #REF! | #REF! | #REF! |  |  | #REF! | #REF! | #REF! | #REF! | #REF!
#REF! | #REF! | #REF! | #REF! | #REF! | #REF! | #REF! | #REF! | #REF! | #REF! | #REF! | #REF! |  |  | #REF! | #REF! | #REF! | #REF! | #REF!
#REF! | #REF! | #REF! | #REF! | #REF! | #REF! | #REF! | #REF! | #REF! | #REF! | #REF! | #REF! |  |  | #REF! | #REF! | #REF! | #REF! | #REF!
#REF! | #REF! | #REF! | #REF! | #REF! | #REF! | #REF! | #REF! | #REF! | #REF! | #REF! | #REF! |  |  | #REF! | #REF! | #REF! | #REF! | #REF! | #REF!
#REF! | #REF! | #REF! | #REF! | #REF! | #REF! | #REF! | #REF! | #REF! | #REF! | #REF! | #REF! |  |  | #REF! | #REF! | #REF! | #REF! | #REF! | #REF!
#REF! | #REF! | #REF! | #REF! | #REF! | #REF! | #REF! | #REF! | #REF! | #REF! | #REF! | #REF! |  |  | #REF! | #REF! | #REF! | #REF! | #REF! | #REF!
#REF! | #REF! | #REF! | #REF! | #REF! | #REF! | #REF! | #REF! | #REF! | #REF! | #REF! | #REF! |  |  | #REF! | #REF! | #REF! | #REF! | #REF! | #REF!
#REF! | #REF! | #REF! | #REF! | #REF! | #REF! | #REF! | #REF! | #REF! | #REF! | #REF! | #REF! |  |  | #REF! | #REF! | #REF! | #REF! | #REF!
#REF! | #REF! | #REF! | #REF! | #REF! | #REF! | #REF! | #REF! | #REF! | #REF! | #REF! | #REF! |  |  | #REF! | #REF! | #REF! | #REF! | #REF! | #REF!
#REF! | #REF! | #REF! | #REF! | #REF! | #REF! | #REF! | #REF! | #REF! | #REF! | #REF! | #REF! |  |  | #REF! | #REF! | #REF! | #REF! | #REF!
#REF! | #REF! | #REF! | #REF! | #REF! | #REF! | #REF! | #REF! | #REF! | #REF! | #REF! | #REF! |  |  | #REF! | #REF! | #REF! | #REF! | #REF!
#REF! | #REF! | #REF! | #REF! | #REF! | #REF! | #REF! | #REF! | #REF! | #REF! | #REF! | #REF! |  |  | #REF! | #REF! | #REF! | #REF! | #REF!
#REF! | #REF! | #REF! | #REF! | #REF! | #REF! | #REF! | #REF! | #REF! | #REF! | #REF! | #REF! |  |  | #REF! | #REF! | #REF! | #REF! | #REF!
#REF! | #REF! | #REF! | #REF! | #REF! | #REF! | #REF! | #REF! | #REF! | #REF! | #REF! | #REF! |  |  | #REF! | #REF! | #REF! | #REF! | #REF!
#REF! | #REF! | #REF! | #REF! | #REF! | #REF! | #REF! | #REF! | #REF! | #REF! | #REF! | #REF! |  |  | #REF! | #REF! | #REF! | #REF! | #REF! | #REF!
#REF! | #REF! | #REF! | #REF! | #REF! | #REF! | #REF! | #REF! | #REF! | #REF! | #REF! | #REF! |  |  | #REF! | #REF! | #REF! | #REF! | #REF!
#REF! | #REF! | #REF! | #REF! | #REF! | #REF! | #REF! | #REF! | #REF! | #REF! | #REF! | #REF! |  |  | #REF! | #REF! | #REF! | #REF! | #REF!
#REF! | #REF! | #REF! | #REF! | #REF! | #REF! | #REF! | #REF! | #REF! | #REF! | #REF! | #REF! |  |  | #REF! | #REF! | #REF! | #REF! | #REF!
#REF! | #REF! | #REF! | #REF! | #REF! | #REF! | #REF! | #REF! | #REF! | #REF! | #REF! | #REF! |  |  | #REF! | #REF! | #REF! | #REF! | #REF!
#REF! | #REF! | #REF! | #REF! | #REF! | #REF! | #REF! | #REF! | #REF! | #REF! | #REF! | #REF! |  |  | #REF! | #REF! | #REF! | #REF! | #REF!
#REF! | #REF! | #REF! | #REF! | #REF! | #REF! | #REF! | #REF! | #REF! | #REF! | #REF! | #REF! |  |  | #REF! | #REF! | #REF! | #REF! | #REF! | #REF!
#REF! | #REF! | #REF! | #REF! | #REF! | #REF! | #REF! | #REF! | #REF! | #REF! | #REF! | #REF! |  |  | #REF! | #REF! | #REF! | #REF! | #REF!
#REF! | #REF! | #REF! | #REF! | #REF! | #REF! | #REF! | #REF! | #REF! | #REF! | #REF! | #REF! |  |  | #REF! | #REF! | #REF! | #REF! | #REF!
#REF! | #REF! | #REF! | #REF! | #REF! | #REF! | #REF! | #REF! | #REF! | #REF! | #REF! | #REF! |  |  | #REF! | #REF! | #REF! | #REF! | #REF!
#REF! | #REF! | #REF! | #REF! | #REF! | #REF! | #REF! | #REF! | #REF! | #REF! | #REF! | #REF! |  |  | #REF! | #REF! | #REF! | #REF! | #REF!
#REF! | #REF! | #REF! | #REF! | #REF! | #REF! | #REF! | #REF! | #REF! | #REF! | #REF! | #REF! |  |  | #REF! | #REF! | #REF! | #REF! | #REF!
#REF! | #REF! | #REF! | #REF! | #REF! | #REF! | #REF! | #REF! | #REF! | #REF! | #REF! | #REF! |  |  | #REF! | #REF! | #REF! | #REF! | #REF!
#REF! | #REF! | #REF! | #REF! | #REF! | #REF! | #REF! | #REF! | #REF! | #REF! | #REF! | #REF! |  |  | #REF! | #REF! | #REF! | #REF! | #REF!
#REF! | #REF! | #REF! | #REF! | #REF! | #REF! | #REF! | #REF! | #REF! | #REF! | #REF! | #REF! |  |  | #REF! | #REF! | #REF! | #REF! | #REF! | #REF!
#REF! | #REF! | #REF! | #REF! | #REF! | #REF! | #REF! | #REF! | #REF! | #REF! | #REF! | #REF! |  |  | #REF! | #REF! | #REF! | #REF! | #REF!
#REF! | #REF! | #REF! | #REF! | #REF! | #REF! | #REF! | #REF! | #REF! | #REF! | #REF! | #REF! |  |  | #REF! | #REF! | #REF! | #REF! | #REF!
#REF! | #REF! | #REF! | #REF! | #REF! | #REF! | #REF! | #REF! | #REF! | #REF! | #REF! | #REF! |  |  | #REF! | #REF! | #REF! | #REF! | #REF!
#REF! | #REF! | #REF! | #REF! | #REF! | #REF! | #REF! | #REF! | #REF! | #REF! | #REF! | #REF! |  |  | #REF! | #REF! | #REF! | #REF! | #REF!
#REF! | #REF! | #REF! | #REF! | #REF! | #REF! | #REF! | #REF! | #REF! | #REF! | #REF! | #REF! |  |  | #REF! | #REF! | #REF! | #REF! | #REF!
#REF! | #REF! | #REF! | #REF! | #REF! | #REF! | #REF! | #REF! | #REF! | #REF! | #REF! | #REF! |  |  | #REF! | #REF! | #REF! | #REF! | #REF!
#REF! | #REF! | #REF! | #REF! | #REF! | #REF! | #REF! | #REF! | #REF! | #REF! | #REF! | #REF! |  |  | #REF! | #REF! | #REF! | #REF! | #REF! | #REF!
#REF! | #REF! | #REF! | #REF! | #REF! | #REF! | #REF! | #REF! | #REF! | #REF! | #REF! | #REF! |  |  | #REF! | #REF! | #REF! | #REF! | #REF!
#REF! | #REF! | #REF! | #REF! | #REF! | #REF! | #REF! | #REF! | #REF! | #REF! | #REF! | #REF! |  |  | #REF! | #REF! | #REF! | #REF! | #REF! | #REF!
#REF! | #REF! | #REF! | #REF! | #REF! | #REF! | #REF! | #REF! | #REF! | #REF! | #REF! | #REF! |  |  | #REF! | #REF! | #REF! | #REF! | #REF! | #REF!
#REF! | #REF! | #REF! | #REF! | #REF! | #REF! | #REF! | #REF! | #REF! | #REF! | #REF! | #REF! |  |  | #REF! | #REF! | #REF! | #REF! | #REF!
#REF! | #REF! | #REF! | #REF! | #REF! | #REF! | #REF! | #REF! | #REF! | #REF! | #REF! | #REF! |  |  | #REF! | #REF! | #REF! | #REF! | #REF!
#REF! | #REF! | #REF! | #REF! | #REF! | #REF! | #REF! | #REF! | #REF! | #REF! | #REF! | #REF! |  |  | #REF! | #REF! | #REF! | #REF! | #REF!
#REF! | #REF! | #REF! | #REF! | #REF! | #REF! | #REF! | #REF! | #REF! | #REF! | #REF! | #REF! |  |  | #REF! | #REF! | #REF! | #REF! | #REF! | #REF!
#REF! | #REF! | #REF! | #REF! | #REF! | #REF! | #REF! | #REF! | #REF! | #REF! | #REF! | #REF! |  |  | #REF! | #REF! | #REF! | #REF! | #REF! | #REF!
#REF! | #REF! | #REF! | #REF! | #REF! | #REF! | #REF! | #REF! | #REF! | #REF! | #REF! | #REF! |  |  | #REF! | #REF! | #REF! | #REF! | #REF! | #REF!
#REF! | #REF! | #REF! | #REF! | #REF! | #REF! | #REF! | #REF! | #REF! | #REF! | #REF! | #REF! |  |  | #REF! | #REF! | #REF! | #REF! | #REF! | #REF!
#REF! | #REF! | #REF! | #REF! | #REF! | #REF! | #REF! | #REF! | #REF! | #REF! | #REF! | #REF! |  |  | #REF! | #REF! | #REF! | #REF! | #REF! | #REF!
#REF! | #REF! | #REF! | #REF! | #REF! | #REF! | #REF! | #REF! | #REF! | #REF! | #REF! | #REF! |  |  | #REF! | #REF! | #REF! | #REF! | #REF!
#REF! | #REF! | #REF! | #REF! | #REF! | #REF! | #REF! | #REF! | #REF! | #REF! | #REF! | #REF! |  |  | #REF! | #REF! | #REF! | #REF! | #REF!
#REF! | #REF! | #REF! | #REF! | #REF! | #REF! | #REF! | #REF! | #REF! | #REF! | #REF! | #REF! |  |  | #REF! | #REF! | #REF! | #REF! | #REF!
#REF! | #REF! | #REF! | #REF! | #REF! | #REF! | #REF! | #REF! | #REF! | #REF! | #REF! | #REF! |  |  | #REF! | #REF! | #REF! | #REF! | #REF!
#REF! | #REF! | #REF! | #REF! | #REF! | #REF! | #REF! | #REF! | #REF! | #REF! | #REF! | #REF! |  |  | #REF! | #REF! | #REF! | #REF! | #REF!
#REF! | #REF! | #REF! | #REF! | #REF! | #REF! | #REF! | #REF! | #REF! | #REF! | #REF! | #REF! |  |  | #REF! | #REF! | #REF! | #REF! | #REF!
#REF! | #REF! | #REF! | #REF! | #REF! | #REF! | #REF! | #REF! | #REF! | #REF! | #REF! | #REF! |  |  | #REF! | #REF! | #REF! | #REF! | #REF! | #REF!
#REF! | #REF! | #REF! | #REF! | #REF! | #REF! | #REF! | #REF! | #REF! | #REF! | #REF! | #REF! |  |  | #REF! | #REF! | #REF! | #REF! | #REF! | #REF!
#REF! | #REF! | #REF! | #REF! | #REF! | #REF! | #REF! | #REF! | #REF! | #REF! | #REF! | #REF! |  |  | #REF! | #REF! | #REF! | #REF! | #REF!
#REF! | #REF! | #REF! | #REF! | #REF! | #REF! | #REF! | #REF! | #REF! | #REF! | #REF! | #REF! |  |  | #REF! | #REF! | #REF! | #REF! | #REF!
#REF! | #REF! | #REF! | #REF! | #REF! | #REF! | #REF! | #REF! | #REF! | #REF! | #REF! | #REF! |  |  | #REF! | #REF! | #REF! | #REF! | #REF!
#REF! | #REF! | #REF! | #REF! | #REF! | #REF! | #REF! | #REF! | #REF! | #REF! | #REF! | #REF! |  |  | #REF! | #REF! | #REF! | #REF! | #REF!
#REF! | #REF! | #REF! | #REF! | #REF! | #REF! | #REF! | #REF! | #REF! | #REF! | #REF! | #REF! |  |  | #REF! | #REF! | #REF! | #REF! | #REF!
#REF! | #REF! | #REF! | #REF! | #REF! | #REF! | #REF! | #REF! | #REF! | #REF! | #REF! | #REF! |  |  | #REF! | #REF! | #REF! | #REF! | #REF!
#REF! | #REF! | #REF! | #REF! | #REF! | #REF! | #REF! | #REF! | #REF! | #REF! | #REF! | #REF! |  |  | #REF! | #REF! | #REF! | #REF! | #REF! | #REF!
#REF! | #REF! | #REF! | #REF! | #REF! | #REF! | #REF! | #REF! | #REF! | #REF! | #REF! | #REF! |  |  | #REF! | #REF! | #REF! | #REF! | #REF!
#REF! | #REF! | #REF! | #REF! | #REF! | #REF! | #REF! | #REF! | #REF! | #REF! | #REF! | #REF! |  |  | #REF! | #REF! | #REF! | #REF! | #REF!
#REF! | #REF! | #REF! | #REF! | #REF! | #REF! | #REF! | #REF! | #REF! | #REF! | #REF! | #REF! |  |  | #REF! | #REF! | #REF! | #REF! | #REF! | #REF!
#REF! | #REF! | #REF! | #REF! | #REF! | #REF! | #REF! | #REF! | #REF! | #REF! | #REF! | #REF! |  |  | #REF! | #REF! | #REF! | #REF! | #REF! | #REF!
#REF! | #REF! | #REF! | #REF! | #REF! | #REF! | #REF! | #REF! | #REF! | #REF! | #REF! | #REF! |  |  | #REF! | #REF! | #REF! | #REF! | #REF! | #REF!
#REF! | #REF! | #REF! | #REF! | #REF! | #REF! | #REF! | #REF! | #REF! | #REF! | #REF! | #REF! |  |  | #REF! | #REF! | #REF! | #REF! | #REF!
#REF! | #REF! | #REF! | #REF! | #REF! | #REF! | #REF! | #REF! | #REF! | #REF! | #REF! | #REF! |  |  | #REF! | #REF! | #REF! | #REF! | #REF! | #REF!
#REF! | #REF! | #REF! | #REF! | #REF! | #REF! | #REF! | #REF! | #REF! | #REF! | #REF! | #REF! |  |  | #REF! | #REF! | #REF! | #REF! | #REF!
#REF! | #REF! | #REF! | #REF! | #REF! | #REF! | #REF! | #REF! | #REF! | #REF! | #REF! | #REF! |  |  | #REF! | #REF! | #REF! | #REF! | #REF! | #REF!
#REF! | #REF! | #REF! | #REF! | #REF! | #REF! | #REF! | #REF! | #REF! | #REF! | #REF! | #REF! |  |  | #REF! | #REF! | #REF! | #REF! | #REF! | #REF!
#REF! | #REF! | #REF! | #REF! | #REF! | #REF! | #REF! | #REF! | #REF! | #REF! | #REF! | #REF! |  |  | #REF! | #REF! | #REF! | #REF! | #REF! | #REF!
#REF! | #REF! | #REF! | #REF! | #REF! | #REF! | #REF! | #REF! | #REF! | #REF! | #REF! | #REF! |  |  | #REF! | #REF! | #REF! | #REF! | #REF! | #REF!
#REF! | #REF! | #REF! | #REF! | #REF! | #REF! | #REF! | #REF! | #REF! | #REF! | #REF! | #REF! |  |  | #REF! | #REF! | #REF! | #REF! | #REF!
#REF! | #REF! | #REF! | #REF! | #REF! | #REF! | #REF! | #REF! | #REF! | #REF! | #REF! | #REF! |  |  | #REF! | #REF! | #REF! | #REF! | #REF!
#REF! | #REF! | #REF! | #REF! | #REF! | #REF! | #REF! | #REF! | #REF! | #REF! | #REF! | #REF! |  |  | #REF! | #REF! | #REF! | #REF! | #REF!
#REF! | #REF! | #REF! | #REF! | #REF! | #REF! | #REF! | #REF! | #REF! | #REF! | #REF! | #REF! |  |  | #REF! | #REF! | #REF! | #REF! | #REF!
#REF! | #REF! | #REF! | #REF! | #REF! | #REF! | #REF! | #REF! | #REF! | #REF! | #REF! | #REF! |  |  | #REF! | #REF! | #REF! | #REF! | #REF!
#REF! | #REF! | #REF! | #REF! | #REF! | #REF! | #REF! | #REF! | #REF! | #REF! | #REF! | #REF! |  |  | #REF! | #REF! | #REF! | #REF! | #REF!
#REF! | #REF! | #REF! | #REF! | #REF! | #REF! | #REF! | #REF! | #REF! | #REF! | #REF! | #REF! |  |  | #REF! | #REF! | #REF! | #REF! | #REF!
#REF! | #REF! | #REF! | #REF! | #REF! | #REF! | #REF! | #REF! | #REF! | #REF! | #REF! | #REF! |  |  | #REF! | #REF! | #REF! | #REF! | #REF!
#REF! | #REF! | #REF! | #REF! | #REF! | #REF! | #REF! | #REF! | #REF! | #REF! | #REF! | #REF! |  |  | #REF! | #REF! | #REF! | #REF! | #REF!
#REF! | #REF! | #REF! | #REF! | #REF! | #REF! | #REF! | #REF! | #REF! | #REF! | #REF! | #REF! |  |  | #REF! | #REF! | #REF! | #REF! | #REF! | #REF!
#REF! | #REF! | #REF! | #REF! | #REF! | #REF! | #REF! | #REF! | #REF! | #REF! | #REF! | #REF! |  |  | #REF! | #REF! | #REF! | #REF! | #REF! | #REF!
#REF! | #REF! | #REF! | #REF! | #REF! | #REF! | #REF! | #REF! | #REF! | #REF! | #REF! | #REF! |  |  | #REF! | #REF! | #REF! | #REF! | #REF! | #REF!
#REF! | #REF! | #REF! | #REF! | #REF! | #REF! | #REF! | #REF! | #REF! | #REF! | #REF! | #REF! |  |  | #REF! | #REF! | #REF! | #REF! | #REF! | #REF!
#REF! | #REF! | #REF! | #REF! | #REF! | #REF! | #REF! | #REF! | #REF! | #REF! | #REF! | #REF! |  |  | #REF! | #REF! | #REF! | #REF! | #REF! | #REF!
#REF! | #REF! | #REF! | #REF! | #REF! | #REF! | #REF! | #REF! | #REF! | #REF! | #REF! | #REF! |  |  | #REF! | #REF! | #REF! | #REF! | #REF! | #REF!
#REF! | #REF! | #REF! | #REF! | #REF! | #REF! | #REF! | #REF! | #REF! | #REF! | #REF! | #REF! |  |  | #REF! | #REF! | #REF! | #REF! | #REF! | #REF!
#REF! | #REF! | #REF! | #REF! | #REF! | #REF! | #REF! | #REF! | #REF! | #REF! | #REF! | #REF! |  |  | #REF! | #REF! | #REF! | #REF! | #REF! | #REF!
#REF! | #REF! | #REF! | #REF! | #REF! | #REF! | #REF! | #REF! | #REF! | #REF! | #REF! | #REF! |  |  | #REF! | #REF! | #REF! | #REF! | #REF! | #REF!
#REF! | #REF! | #REF! | #REF! | #REF! | #REF! | #REF! | #REF! | #REF! | #REF! | #REF! | #REF! |  |  | #REF! | #REF! | #REF! | #REF! | #REF! | #REF!
#REF! | #REF! | #REF! | #REF! | #REF! | #REF! | #REF! | #REF! | #REF! | #REF! | #REF! | #REF! |  |  | #REF! | #REF! | #REF! | #REF! | #REF!
#REF! | #REF! | #REF! | #REF! | #REF! | #REF! | #REF! | #REF! | #REF! | #REF! | #REF! | #REF! |  |  | #REF! | #REF! | #REF! | #REF! | #REF!
#REF! | #REF! | #REF! | #REF! | #REF! | #REF! | #REF! | #REF! | #REF! | #REF! | #REF! | #REF! |  |  | #REF! | #REF! | #REF! | #REF! | #REF!
#REF! | #REF! | #REF! | #REF! | #REF! | #REF! | #REF! | #REF! | #REF! | #REF! | #REF! | #REF! |  |  | #REF! | #REF! | #REF! | #REF! | #REF!
#REF! | #REF! | #REF! | #REF! | #REF! | #REF! | #REF! | #REF! | #REF! | #REF! | #REF! | #REF! |  |  | #REF! | #REF! | #REF! | #REF! | #REF!
#REF! | #REF! | #REF! | #REF! | #REF! | #REF! | #REF! | #REF! | #REF! | #REF! | #REF! | #REF! |  |  | #REF! | #REF! | #REF! | #REF! | #REF!
#REF! | #REF! | #REF! | #REF! | #REF! | #REF! | #REF! | #REF! | #REF! | #REF! | #REF! | #REF! |  |  | #REF! | #REF! | #REF! | #REF! | #REF!
#REF! | #REF! | #REF! | #REF! | #REF! | #REF! | #REF! | #REF! | #REF! | #REF! | #REF! | #REF! |  |  | #REF! | #REF! | #REF! | #REF! | #REF!
#REF! | #REF! | #REF! | #REF! | #REF! | #REF! | #REF! | #REF! | #REF! | #REF! | #REF! | #REF! |  |  | #REF! | #REF! | #REF! | #REF! | #REF! | #REF!
#REF! | #REF! | #REF! | #REF! | #REF! | #REF! | #REF! | #REF! | #REF! | #REF! | #REF! | #REF! |  |  | #REF! | #REF! | #REF! | #REF! | #REF!
#REF! | #REF! | #REF! | #REF! | #REF! | #REF! | #REF! | #REF! | #REF! | #REF! | #REF! | #REF! |  |  | #REF! | #REF! | #REF! | #REF! | #REF! | #REF!
#REF! | #REF! | #REF! | #REF! | #REF! | #REF! | #REF! | #REF! | #REF! | #REF! | #REF! | #REF! |  |  | #REF! | #REF! | #REF! | #REF! | #REF!
#REF! | #REF! | #REF! | #REF! | #REF! | #REF! | #REF! | #REF! | #REF! | #REF! | #REF! | #REF! |  |  | #REF! | #REF! | #REF! | #REF! | #REF! | #REF!
#REF! | #REF! | #REF! | #REF! | #REF! | #REF! | #REF! | #REF! | #REF! | #REF! | #REF! | #REF! |  |  | #REF! | #REF! | #REF! | #REF! | #REF! | #REF!
#REF! | #REF! | #REF! | #REF! | #REF! | #REF! | #REF! | #REF! | #REF! | #REF! | #REF! | #REF! |  |  | #REF! | #REF! | #REF! | #REF! | #REF! | #REF!
#REF! | #REF! | #REF! | #REF! | #REF! | #REF! | #REF! | #REF! | #REF! | #REF! | #REF! | #REF! |  |  | #REF! | #REF! | #REF! | #REF! | #REF!
#REF! | #REF! | #REF! | #REF! | #REF! | #REF! | #REF! | #REF! | #REF! | #REF! | #REF! | #REF! |  |  | #REF! | #REF! | #REF! | #REF! | #REF! | #REF!
#REF! | #REF! | #REF! | #REF! | #REF! | #REF! | #REF! | #REF! | #REF! | #REF! | #REF! | #REF! |  |  | #REF! | #REF! | #REF! | #REF! | #REF! | #REF!
#REF! | #REF! | #REF! | #REF! | #REF! | #REF! | #REF! | #REF! | #REF! | #REF! | #REF! | #REF! |  |  | #REF! | #REF! | #REF! | #REF! | #REF! | #REF!
#REF! | #REF! | #REF! | #REF! | #REF! | #REF! | #REF! | #REF! | #REF! | #REF! | #REF! | #REF! |  |  | #REF! | #REF! | #REF! | #REF! | #REF! | #REF!
02.01.00 | SINAPI | 87525 | ALVENARIA DE VEDAÇÃO DE BLOCOS CERÂMICOS FURADOS NA HORIZONTAL DE 14X9X19CM (ESPESSURA 14CM) DE PAREDES COM ÁREA LÍQUIDA MAIOR OU IGUAL A 6M² COM VÃOS E ARGAMASSA DE ASSENTAMENTO COM PREPARO EM BETONEIRA] AF_06/2014 | m² | 146.24 | 41.21 | 57.7 | 14464.59 | 10820.94 | 17815.94 | 2.257% |  |  | #REF! | #REF! | #REF! | #REF! | #REF! | #REF!
#REF! | #REF! | #REF! | #REF! | #REF! | #REF! | #REF! | #REF! | #REF! | #REF! | #REF! | #REF! |  |  | #REF! | #REF! | #REF! | #REF! | #REF!
#REF! | #REF! | #REF! | #REF! | #REF! | #REF! | #REF! | #REF! | #REF! | #REF! | #REF! | #REF! |  |  | #REF! | #REF! | #REF! | #REF! | #REF!
#REF! | #REF! | #REF! | #REF! | #REF! | #REF! | #REF! | #REF! | #REF! | #REF! | #REF! | #REF! |  |  | #REF! | #REF! | #REF! | #REF! | #REF! | #REF!
#REF! | #REF! | #REF! | #REF! | #REF! | #REF! | #REF! | #REF! | #REF! | #REF! | #REF! | #REF! |  |  | #REF! | #REF! | #REF! | #REF! | #REF! | #REF!
#REF! | #REF! | #REF! | #REF! | #REF! | #REF! | #REF! | #REF! | #REF! | #REF! | #REF! | #REF! |  |  | #REF! | #REF! | #REF! | #REF! | #REF! | #REF!
#REF! | #REF! | #REF! | #REF! | #REF! | #REF! | #REF! | #REF! | #REF! | #REF! | #REF! | #REF! |  |  | #REF! | #REF! | #REF! | #REF! | #REF! | #REF!
#REF! | #REF! | #REF! | #REF! | #REF! | #REF! | #REF! | #REF! | #REF! | #REF! | #REF! | #REF! |  |  | #REF! | #REF! | #REF! | #REF! | #REF!
#REF! | #REF! | #REF! | #REF! | #REF! | #REF! | #REF! | #REF! | #REF! | #REF! | #REF! | #REF! |  |  | #REF! | #REF! | #REF! | #REF! | #REF!
#REF! | #REF! | #REF! | #REF! | #REF! | #REF! | #REF! | #REF! | #REF! | #REF! | #REF! | #REF! |  |  | #REF! | #REF! | #REF! | #REF! | #REF!
#REF! | #REF! | #REF! | #REF! | #REF! | #REF! | #REF! | #REF! | #REF! | #REF! | #REF! | #REF! |  |  | #REF! | #REF! | #REF! | #REF! | #REF!
#REF! | #REF! | #REF! | #REF! | #REF! | #REF! | #REF! | #REF! | #REF! | #REF! | #REF! | #REF! |  |  | #REF! | #REF! | #REF! | #REF! | #REF!
#REF! | #REF! | #REF! | #REF! | #REF! | #REF! | #REF! | #REF! | #REF! | #REF! | #REF! | #REF! |  |  | #REF! | #REF! | #REF! | #REF! | #REF!
#REF! | #REF! | #REF! | #REF! | #REF! | #REF! | #REF! | #REF! | #REF! | #REF! | #REF! | #REF! |  |  | #REF! | #REF! | #REF! | #REF! | #REF!
#REF! | #REF! | #REF! | #REF! | #REF! | #REF! | #REF! | #REF! | #REF! | #REF! | #REF! | #REF! |  |  | #REF! | #REF! | #REF! | #REF! | #REF!
#REF! | #REF! | #REF! | #REF! | #REF! | #REF! | #REF! | #REF! | #REF! | #REF! | #REF! | #REF! |  |  | #REF! | #REF! | #REF! | #REF! | #REF!
#REF! | #REF! | #REF! | #REF! | #REF! | #REF! | #REF! | #REF! | #REF! | #REF! | #REF! | #REF! |  |  | #REF! | #REF! | #REF! | #REF! | #REF! | #REF!
#REF! | #REF! | #REF! | #REF! | #REF! | #REF! | #REF! | #REF! | #REF! | #REF! | #REF! | #REF! |  |  | #REF! | #REF! | #REF! | #REF! | #REF! | #REF!
#REF! | #REF! | #REF! | #REF! | #REF! | #REF! | #REF! | #REF! | #REF! | #REF! | #REF! | #REF! |  |  | #REF! | #REF! | #REF! | #REF! | #REF! | #REF!
01.01.01 | COMPOSIÇÃO | 001 | PCMAT/PPRA/Projetos proteções coletivas - Em atendimento a NR18 | vb | 1 | 0 | 3282.8855 | 3282.88 | 4209.96 | 4209.96 | 0.5332% |  |  | #REF! | #REF! | #REF! | #REF! | #REF! | #REF!
#REF! | #REF! | #REF! | #REF! | #REF! | #REF! | #REF! | #REF! | #REF! | #REF! | #REF! | #REF! |  |  | #REF! | #REF! | #REF! | #REF! | #REF! | #REF!
#REF! | #REF! | #REF! | #REF! | #REF! | #REF! | #REF! | #REF! | #REF! | #REF! | #REF! | #REF! |  |  | #REF! | #REF! | #REF! | #REF! | #REF! | #REF!
#REF! | #REF! | #REF! | #REF! | #REF! | #REF! | #REF! | #REF! | #REF! | #REF! | #REF! | #REF! |  |  | #REF! | #REF! | #REF! | #REF! | #REF!
#REF! | #REF! | #REF! | #REF! | #REF! | #REF! | #REF! | #REF! | #REF! | #REF! | #REF! | #REF! |  |  | #REF! | #REF! | #REF! | #REF! | #REF!
#REF! | #REF! | #REF! | #REF! | #REF! | #REF! | #REF! | #REF! | #REF! | #REF! | #REF! | #REF! |  |  | #REF! | #REF! | #REF! | #REF! | #REF!
#REF! | #REF! | #REF! | #REF! | #REF! | #REF! | #REF! | #REF! | #REF! | #REF! | #REF! | #REF! |  |  | #REF! | #REF! | #REF! | #REF! | #REF!
#REF! | #REF! | #REF! | #REF! | #REF! | #REF! | #REF! | #REF! | #REF! | #REF! | #REF! | #REF! |  |  | #REF! | #REF! | #REF! | #REF! | #REF!
#REF! | #REF! | #REF! | #REF! | #REF! | #REF! | #REF! | #REF! | #REF! | #REF! | #REF! | #REF! |  |  | #REF! | #REF! | #REF! | #REF! | #REF!
#REF! | #REF! | #REF! | #REF! | #REF! | #REF! | #REF! | #REF! | #REF! | #REF! | #REF! | #REF! |  |  | #REF! | #REF! | #REF! | #REF! | #REF!
#REF! | #REF! | #REF! | #REF! | #REF! | #REF! | #REF! | #REF! | #REF! | #REF! | #REF! | #REF! |  |  | #REF! | #REF! | #REF! | #REF! | #REF!
#REF! | #REF! | #REF! | #REF! | #REF! | #REF! | #REF! | #REF! | #REF! | #REF! | #REF! | #REF! |  |  | #REF! | #REF! | #REF! | #REF! | #REF!
#REF! | #REF! | #REF! | #REF! | #REF! | #REF! | #REF! | #REF! | #REF! | #REF! | #REF! | #REF! |  |  | #REF! | #REF! | #REF! | #REF! | #REF! | #REF!
#REF! | #REF! | #REF! | #REF! | #REF! | #REF! | #REF! | #REF! | #REF! | #REF! | #REF! | #REF! |  |  | #REF! | #REF! | #REF! | #REF! | #REF! | #REF!
#REF! | #REF! | #REF! | #REF! | #REF! | #REF! | #REF! | #REF! | #REF! | #REF! | #REF! | #REF! |  |  | #REF! | #REF! | #REF! | #REF! | #REF! | #REF!
#REF! | #REF! | #REF! | #REF! | #REF! | #REF! | #REF! | #REF! | #REF! | #REF! | #REF! | #REF! |  |  | #REF! | #REF! | #REF! | #REF! | #REF! | #REF!
#REF! | #REF! | #REF! | #REF! | #REF! | #REF! | #REF! | #REF! | #REF! | #REF! | #REF! | #REF! |  |  | #REF! | #REF! | #REF! | #REF! | #REF! | #REF!
#REF! | #REF! | #REF! | #REF! | #REF! | #REF! | #REF! | #REF! | #REF! | #REF! | #REF! | #REF! |  |  | #REF! | #REF! | #REF! | #REF! | #REF! | #REF!
#REF! | #REF! | #REF! | #REF! | #REF! | #REF! | #REF! | #REF! | #REF! | #REF! | #REF! | #REF! |  |  | #REF! | #REF! | #REF! | #REF! | #REF! | #REF!
#REF! | #REF! | #REF! | #REF! | #REF! | #REF! | #REF! | #REF! | #REF! | #REF! | #REF! | #REF! |  |  | #REF! | #REF! | #REF! | #REF! | #REF! | #REF!
#REF! | #REF! | #REF! | #REF! | #REF! | #REF! | #REF! | #REF! | #REF! | #REF! | #REF! | #REF! |  |  | #REF! | #REF! | #REF! | #REF! | #REF! | #REF!
#REF! | #REF! | #REF! | #REF! | #REF! | #REF! | #REF! | #REF! | #REF! | #REF! | #REF! | #REF! |  |  | #REF! | #REF! | #REF! | #REF! | #REF! | #REF!
#REF! | #REF! | #REF! | #REF! | #REF! | #REF! | #REF! | #REF! | #REF! | #REF! | #REF! | #REF! |  |  | #REF! | #REF! | #REF! | #REF! | #REF! | #REF!
#REF! | #REF! | #REF! | #REF! | #REF! | #REF! | #REF! | #REF! | #REF! | #REF! | #REF! | #REF! |  |  | #REF! | #REF! | #REF! | #REF! | #REF! | #REF!
#REF! | #REF! | #REF! | #REF! | #REF! | #REF! | #REF! | #REF! | #REF! | #REF! | #REF! | #REF! |  |  | #REF! | #REF! | #REF! | #REF! | #REF! | #REF!
#REF! | #REF! | #REF! | #REF! | #REF! | #REF! | #REF! | #REF! | #REF! | #REF! | #REF! | #REF! |  |  | #REF! | #REF! | #REF! | #REF! | #REF! | #REF!
#REF! | #REF! | #REF! | #REF! | #REF! | #REF! | #REF! | #REF! | #REF! | #REF! | #REF! | #REF! |  |  | #REF! | #REF! | #REF! | #REF! | #REF! | #REF!
#REF! | #REF! | #REF! | #REF! | #REF! | #REF! | #REF! | #REF! | #REF! | #REF! | #REF! | #REF! |  |  | #REF! | #REF! | #REF! | #REF! | #REF! | #REF!
#REF! | #REF! | #REF! | #REF! | #REF! | #REF! | #REF! | #REF! | #REF! | #REF! | #REF! | #REF! |  |  | #REF! | #REF! | #REF! | #REF! | #REF! | #REF!
#REF! | #REF! | #REF! | #REF! | #REF! | #REF! | #REF! | #REF! | #REF! | #REF! | #REF! | #REF! |  |  | #REF! | #REF! | #REF! | #REF! | #REF! | #REF!
#REF! | #REF! | #REF! | #REF! | #REF! | #REF! | #REF! | #REF! | #REF! | #REF! | #REF! | #REF! |  |  | #REF! | #REF! | #REF! | #REF! | #REF!
#REF! | #REF! | #REF! | #REF! | #REF! | #REF! | #REF! | #REF! | #REF! | #REF! | #REF! | #REF! |  |  | #REF! | #REF! | #REF! | #REF! | #REF! | #REF!
04.03.01 | SINAPI | 88489 | APLICAÇÃO MANUAL DE PINTURA COM TINTA LÁTEX ACRÍLICA EM PAREDES, DUAS DEMÃOS - COR ELEFANTE REF. SUVINIL OU EQUIVALENTE TÉCNICO. AF_06/2014 - SALÃO, MOP, CENTRAL DE GÁS E LIXO | m² | 135.32 | 6.89 | 3.6 | 1419.5 | 624.72 | 1706.89 | 0.2162% |  |  | #REF! | #REF! | #REF! | #REF! | #REF!
#REF! | #REF! | #REF! | #REF! | #REF! | #REF! | #REF! | #REF! | #REF! | #REF! | #REF! | #REF! |  |  | #REF! | #REF! | #REF! | #REF! | #REF!
#REF! | #REF! | #REF! | #REF! | #REF! | #REF! | #REF! | #REF! | #REF! | #REF! | #REF! | #REF! |  |  | #REF! | #REF! | #REF! | #REF! | #REF!
#REF! | #REF! | #REF! | #REF! | #REF! | #REF! | #REF! | #REF! | #REF! | #REF! | #REF! | #REF! |  |  | #REF! | #REF! | #REF! | #REF! | #REF!
#REF! | #REF! | #REF! | #REF! | #REF! | #REF! | #REF! | #REF! | #REF! | #REF! | #REF! | #REF! |  |  | #REF! | #REF! | #REF! | #REF! | #REF!
#REF! | #REF! | #REF! | #REF! | #REF! | #REF! | #REF! | #REF! | #REF! | #REF! | #REF! | #REF! |  |  | #REF! | #REF! | #REF! | #REF! | #REF! | #REF!
#REF! | #REF! | #REF! | #REF! | #REF! | #REF! | #REF! | #REF! | #REF! | #REF! | #REF! | #REF! |  |  | #REF! | #REF! | #REF! | #REF! | #REF!
#REF! | #REF! | #REF! | #REF! | #REF! | #REF! | #REF! | #REF! | #REF! | #REF! | #REF! | #REF! |  |  | #REF! | #REF! | #REF! | #REF! | #REF!
#REF! | #REF! | #REF! | #REF! | #REF! | #REF! | #REF! | #REF! | #REF! | #REF! | #REF! | #REF! |  |  | #REF! | #REF! | #REF! | #REF! | #REF!
#REF! | #REF! | #REF! | #REF! | #REF! | #REF! | #REF! | #REF! | #REF! | #REF! | #REF! | #REF! |  |  | #REF! | #REF! | #REF! | #REF! | #REF!
#REF! | #REF! | #REF! | #REF! | #REF! | #REF! | #REF! | #REF! | #REF! | #REF! | #REF! | #REF! |  |  | #REF! | #REF! | #REF! | #REF! | #REF!
#REF! | #REF! | #REF! | #REF! | #REF! | #REF! | #REF! | #REF! | #REF! | #REF! | #REF! | #REF! |  |  | #REF! | #REF! | #REF! | #REF! | #REF!
#REF! | #REF! | #REF! | #REF! | #REF! | #REF! | #REF! | #REF! | #REF! | #REF! | #REF! | #REF! |  |  | #REF! | #REF! | #REF! | #REF! | #REF! | #REF!
#REF! | #REF! | #REF! | #REF! | #REF! | #REF! | #REF! | #REF! | #REF! | #REF! | #REF! | #REF! |  |  | #REF! | #REF! | #REF! | #REF! | #REF!
#REF! | #REF! | #REF! | #REF! | #REF! | #REF! | #REF! | #REF! | #REF! | #REF! | #REF! | #REF! |  |  | #REF! | #REF! | #REF! | #REF! | #REF!
#REF! | #REF! | #REF! | #REF! | #REF! | #REF! | #REF! | #REF! | #REF! | #REF! | #REF! | #REF! |  |  | #REF! | #REF! | #REF! | #REF! | #REF!
#REF! | #REF! | #REF! | #REF! | #REF! | #REF! | #REF! | #REF! | #REF! | #REF! | #REF! | #REF! |  |  | #REF! | #REF! | #REF! | #REF! | #REF!
#REF! | #REF! | #REF! | #REF! | #REF! | #REF! | #REF! | #REF! | #REF! | #REF! | #REF! | #REF! |  |  | #REF! | #REF! | #REF! | #REF! | #REF!
#REF! | #REF! | #REF! | #REF! | #REF! | #REF! | #REF! | #REF! | #REF! | #REF! | #REF! | #REF! |  |  | #REF! | #REF! | #REF! | #REF! | #REF!
#REF! | #REF! | #REF! | #REF! | #REF! | #REF! | #REF! | #REF! | #REF! | #REF! | #REF! | #REF! |  |  | #REF! | #REF! | #REF! | #REF! | #REF! | #REF!
#REF! | #REF! | #REF! | #REF! | #REF! | #REF! | #REF! | #REF! | #REF! | #REF! | #REF! | #REF! |  |  | #REF! | #REF! | #REF! | #REF! | #REF! | #REF!
#REF! | #REF! | #REF! | #REF! | #REF! | #REF! | #REF! | #REF! | #REF! | #REF! | #REF! | #REF! |  |  | #REF! | #REF! | #REF! | #REF! | #REF! | #REF!
#REF! | #REF! | #REF! | #REF! | #REF! | #REF! | #REF! | #REF! | #REF! | #REF! | #REF! | #REF! |  |  | #REF! | #REF! | #REF! | #REF! | #REF!
#REF! | #REF! | #REF! | #REF! | #REF! | #REF! | #REF! | #REF! | #REF! | #REF! | #REF! | #REF! |  |  | #REF! | #REF! | #REF! | #REF! | #REF! | #REF!
#REF! | #REF! | #REF! | #REF! | #REF! | #REF! | #REF! | #REF! | #REF! | #REF! | #REF! | #REF! |  |  | #REF! | #REF! | #REF! | #REF! | #REF!
#REF! | #REF! | #REF! | #REF! | #REF! | #REF! | #REF! | #REF! | #REF! | #REF! | #REF! | #REF! |  |  | #REF! | #REF! | #REF! | #REF! | #REF!
#REF! | #REF! | #REF! | #REF! | #REF! | #REF! | #REF! | #REF! | #REF! | #REF! | #REF! | #REF! |  |  | #REF! | #REF! | #REF! | #REF! | #REF!
#REF! | #REF! | #REF! | #REF! | #REF! | #REF! | #REF! | #REF! | #REF! | #REF! | #REF! | #REF! |  |  | #REF! | #REF! | #REF! | #REF! | #REF!
#REF! | #REF! | #REF! | #REF! | #REF! | #REF! | #REF! | #REF! | #REF! | #REF! | #REF! | #REF! |  |  | #REF! | #REF! | #REF! | #REF! | #REF! | #REF!
#REF! | #REF! | #REF! | #REF! | #REF! | #REF! | #REF! | #REF! | #REF! | #REF! | #REF! | #REF! |  |  | #REF! | #REF! | #REF! | #REF! | #REF! | #REF!
#REF! | #REF! | #REF! | #REF! | #REF! | #REF! | #REF! | #REF! | #REF! | #REF! | #REF! | #REF! |  |  | #REF! | #REF! | #REF! | #REF! | #REF!
04.03.04 | SINAPI | 79460 | PINTURA EPOXI, DUAS DEMAOS , NA COR BRANCO NEVE, REF. SUVINIL OU EQUIV. TÉCNICO - FORRO COZINHA | m² | 185.45 | 29.11 | 10.07 | 7265.92 | 2394.85 | 8660.8 | 1.097% |  |  | #REF! | #REF! | #REF! | #REF! | #REF!
#REF! | #REF! | #REF! | #REF! | #REF! | #REF! | #REF! | #REF! | #REF! | #REF! | #REF! | #REF! |  |  | #REF! | #REF! | #REF! | #REF! | #REF!
#REF! | #REF! | #REF! | #REF! | #REF! | #REF! | #REF! | #REF! | #REF! | #REF! | #REF! | #REF! |  |  | #REF! | #REF! | #REF! | #REF! | #REF!
#REF! | #REF! | #REF! | #REF! | #REF! | #REF! | #REF! | #REF! | #REF! | #REF! | #REF! | #REF! |  |  | #REF! | #REF! | #REF! | #REF! | #REF! | #REF!
#REF! | #REF! | #REF! | #REF! | #REF! | #REF! | #REF! | #REF! | #REF! | #REF! | #REF! | #REF! |  |  | #REF! | #REF! | #REF! | #REF! | #REF! | #REF!
#REF! | #REF! | #REF! | #REF! | #REF! | #REF! | #REF! | #REF! | #REF! | #REF! | #REF! | #REF! |  |  | #REF! | #REF! | #REF! | #REF! | #REF! | #REF!
#REF! | #REF! | #REF! | #REF! | #REF! | #REF! | #REF! | #REF! | #REF! | #REF! | #REF! | #REF! |  |  | #REF! | #REF! | #REF! | #REF! | #REF! | #REF!
#REF! | #REF! | #REF! | #REF! | #REF! | #REF! | #REF! | #REF! | #REF! | #REF! | #REF! | #REF! |  |  | #REF! | #REF! | #REF! | #REF! | #REF! | #REF!
#REF! | #REF! | #REF! | #REF! | #REF! | #REF! | #REF! | #REF! | #REF! | #REF! | #REF! | #REF! |  |  | #REF! | #REF! | #REF! | #REF! | #REF!
#REF! | #REF! | #REF! | #REF! | #REF! | #REF! | #REF! | #REF! | #REF! | #REF! | #REF! | #REF! |  |  | #REF! | #REF! | #REF! | #REF! | #REF! | #REF!
#REF! | #REF! | #REF! | #REF! | #REF! | #REF! | #REF! | #REF! | #REF! | #REF! | #REF! | #REF! |  |  | #REF! | #REF! | #REF! | #REF! | #REF! | #REF!
#REF! | #REF! | #REF! | #REF! | #REF! | #REF! | #REF! | #REF! | #REF! | #REF! | #REF! | #REF! |  |  | #REF! | #REF! | #REF! | #REF! | #REF!
#REF! | #REF! | #REF! | #REF! | #REF! | #REF! | #REF! | #REF! | #REF! | #REF! | #REF! | #REF! |  |  | #REF! | #REF! | #REF! | #REF! | #REF!
#REF! | #REF! | #REF! | #REF! | #REF! | #REF! | #REF! | #REF! | #REF! | #REF! | #REF! | #REF! |  |  | #REF! | #REF! | #REF! | #REF! | #REF!
#REF! | #REF! | #REF! | #REF! | #REF! | #REF! | #REF! | #REF! | #REF! | #REF! | #REF! | #REF! |  |  | #REF! | #REF! | #REF! | #REF! | #REF! | #REF!
#REF! | #REF! | #REF! | #REF! | #REF! | #REF! | #REF! | #REF! | #REF! | #REF! | #REF! | #REF! |  |  | #REF! | #REF! | #REF! | #REF! | #REF! | #REF!
#REF! | #REF! | #REF! | #REF! | #REF! | #REF! | #REF! | #REF! | #REF! | #REF! | #REF! | #REF! |  |  | #REF! | #REF! | #REF! | #REF! | #REF!
#REF! | #REF! | #REF! | #REF! | #REF! | #REF! | #REF! | #REF! | #REF! | #REF! | #REF! | #REF! |  |  | #REF! | #REF! | #REF! | #REF! | #REF!
#REF! | #REF! | #REF! | #REF! | #REF! | #REF! | #REF! | #REF! | #REF! | #REF! | #REF! | #REF! |  |  | #REF! | #REF! | #REF! | #REF! | #REF!
#REF! | #REF! | #REF! | #REF! | #REF! | #REF! | #REF! | #REF! | #REF! | #REF! | #REF! | #REF! |  |  | #REF! | #REF! | #REF! | #REF! | #REF! | #REF!
#REF! | #REF! | #REF! | #REF! | #REF! | #REF! | #REF! | #REF! | #REF! | #REF! | #REF! | #REF! |  |  | #REF! | #REF! | #REF! | #REF! | #REF! | #REF!
#REF! | #REF! | #REF! | #REF! | #REF! | #REF! | #REF! | #REF! | #REF! | #REF! | #REF! | #REF! |  |  | #REF! | #REF! | #REF! | #REF! | #REF! | #REF!
#REF! | #REF! | #REF! | #REF! | #REF! | #REF! | #REF! | #REF! | #REF! | #REF! | #REF! | #REF! |  |  | #REF! | #REF! | #REF! | #REF! | #REF! | #REF!
#REF! | #REF! | #REF! | #REF! | #REF! | #REF! | #REF! | #REF! | #REF! | #REF! | #REF! | #REF! |  |  | #REF! | #REF! | #REF! | #REF! | #REF! | #REF!
#REF! | #REF! | #REF! | #REF! | #REF! | #REF! | #REF! | #REF! | #REF! | #REF! | #REF! | #REF! |  |  | #REF! | #REF! | #REF! | #REF! | #REF! | #REF!
#REF! | #REF! | #REF! | #REF! | #REF! | #REF! | #REF! | #REF! | #REF! | #REF! | #REF! | #REF! |  |  | #REF! | #REF! | #REF! | #REF! | #REF! | #REF!
#REF! | #REF! | #REF! | #REF! | #REF! | #REF! | #REF! | #REF! | #REF! | #REF! | #REF! | #REF! |  |  | #REF! | #REF! | #REF! | #REF! | #REF! | #REF!
#REF! | #REF! | #REF! | #REF! | #REF! | #REF! | #REF! | #REF! | #REF! | #REF! | #REF! | #REF! |  |  | #REF! | #REF! | #REF! | #REF! | #REF! | #REF!
#REF! | #REF! | #REF! | #REF! | #REF! | #REF! | #REF! | #REF! | #REF! | #REF! | #REF! | #REF! |  |  | #REF! | #REF! | #REF! | #REF! | #REF! | #REF!
#REF! | #REF! | #REF! | #REF! | #REF! | #REF! | #REF! | #REF! | #REF! | #REF! | #REF! | #REF! |  |  | #REF! | #REF! | #REF! | #REF! | #REF! | #REF!
#REF! | #REF! | #REF! | #REF! | #REF! | #REF! | #REF! | #REF! | #REF! | #REF! | #REF! | #REF! |  |  | #REF! | #REF! | #REF! | #REF! | #REF! | #REF!
#REF! | #REF! | #REF! | #REF! | #REF! | #REF! | #REF! | #REF! | #REF! | #REF! | #REF! | #REF! |  |  | #REF! | #REF! | #REF! | #REF! | #REF! | #REF!
#REF! | #REF! | #REF! | #REF! | #REF! | #REF! | #REF! | #REF! | #REF! | #REF! | #REF! | #REF! |  |  | #REF! | #REF! | #REF! | #REF! | #REF! | #REF!
#REF! | #REF! | #REF! | #REF! | #REF! | #REF! | #REF! | #REF! | #REF! | #REF! | #REF! | #REF! |  |  | #REF! | #REF! | #REF! | #REF! | #REF! | #REF!
#REF! | #REF! | #REF! | #REF! | #REF! | #REF! | #REF! | #REF! | #REF! | #REF! | #REF! | #REF! |  |  | #REF! | #REF! | #REF! | #REF! | #REF! | #REF!
#REF! | #REF! | #REF! | #REF! | #REF! | #REF! | #REF! | #REF! | #REF! | #REF! | #REF! | #REF! |  |  | #REF! | #REF! | #REF! | #REF! | #REF! | #REF!
#REF! | #REF! | #REF! | #REF! | #REF! | #REF! | #REF! | #REF! | #REF! | #REF! | #REF! | #REF! |  |  | #REF! | #REF! | #REF! | #REF! | #REF! | #REF!
#REF! | #REF! | #REF! | #REF! | #REF! | #REF! | #REF! | #REF! | #REF! | #REF! | #REF! | #REF! |  |  | #REF! | #REF! | #REF! | #REF! | #REF! | #REF!
#REF! | #REF! | #REF! | #REF! | #REF! | #REF! | #REF! | #REF! | #REF! | #REF! | #REF! | #REF! |  |  | #REF! | #REF! | #REF! | #REF! | #REF! | #REF!
#REF! | #REF! | #REF! | #REF! | #REF! | #REF! | #REF! | #REF! | #REF! | #REF! | #REF! | #REF! |  |  | #REF! | #REF! | #REF! | #REF! | #REF!
#REF! | #REF! | #REF! | #REF! | #REF! | #REF! | #REF! | #REF! | #REF! | #REF! | #REF! | #REF! |  |  | #REF! | #REF! | #REF! | #REF! | #REF! | #REF!
#REF! | #REF! | #REF! | #REF! | #REF! | #REF! | #REF! | #REF! | #REF! | #REF! | #REF! | #REF! |  |  | #REF! | #REF! | #REF! | #REF! | #REF!
#REF! | #REF! | #REF! | #REF! | #REF! | #REF! | #REF! | #REF! | #REF! | #REF! | #REF! | #REF! |  |  | #REF! | #REF! | #REF! | #REF! | #REF! | #REF!
#REF! | #REF! | #REF! | #REF! | #REF! | #REF! | #REF! | #REF! | #REF! | #REF! | #REF! | #REF! |  |  | #REF! | #REF! | #REF! | #REF! | #REF! | #REF!
#REF! | #REF! | #REF! | #REF! | #REF! | #REF! | #REF! | #REF! | #REF! | #REF! | #REF! | #REF! |  |  | #REF! | #REF! | #REF! | #REF! | #REF!
#REF! | #REF! | #REF! | #REF! | #REF! | #REF! | #REF! | #REF! | #REF! | #REF! | #REF! | #REF! |  |  | #REF! | #REF! | #REF! | #REF! | #REF! | #REF!
#REF! | #REF! | #REF! | #REF! | #REF! | #REF! | #REF! | #REF! | #REF! | #REF! | #REF! | #REF! |  |  | #REF! | #REF! | #REF! | #REF! | #REF! | #REF!
#REF! | #REF! | #REF! | #REF! | #REF! | #REF! | #REF! | #REF! | #REF! | #REF! | #REF! | #REF! |  |  | #REF! | #REF! | #REF! | #REF! | #REF! | #REF!
#REF! | #REF! | #REF! | #REF! | #REF! | #REF! | #REF! | #REF! | #REF! | #REF! | #REF! | #REF! |  |  | #REF! | #REF! | #REF! | #REF! | #REF! | #REF!
#REF! | #REF! | #REF! | #REF! | #REF! | #REF! | #REF! | #REF! | #REF! | #REF! | #REF! | #REF! |  |  | #REF! | #REF! | #REF! | #REF! | #REF! | #REF!
#REF! | #REF! | #REF! | #REF! | #REF! | #REF! | #REF! | #REF! | #REF! | #REF! | #REF! | #REF! |  |  | #REF! | #REF! | #REF! | #REF! | #REF! | #REF!
#REF! | #REF! | #REF! | #REF! | #REF! | #REF! | #REF! | #REF! | #REF! | #REF! | #REF! | #REF! |  |  | #REF! | #REF! | #REF! | #REF! | #REF! | #REF!
#REF! | #REF! | #REF! | #REF! | #REF! | #REF! | #REF! | #REF! | #REF! | #REF! | #REF! | #REF! |  |  | #REF! | #REF! | #REF! | #REF! | #REF! | #REF!
#REF! | #REF! | #REF! | #REF! | #REF! | #REF! | #REF! | #REF! | #REF! | #REF! | #REF! | #REF! |  |  | #REF! | #REF! | #REF! | #REF! | #REF! | #REF!
#REF! | #REF! | #REF! | #REF! | #REF! | #REF! | #REF! | #REF! | #REF! | #REF! | #REF! | #REF! |  |  | #REF! | #REF! | #REF! | #REF! | #REF! | #REF!
#REF! | #REF! | #REF! | #REF! | #REF! | #REF! | #REF! | #REF! | #REF! | #REF! | #REF! | #REF! |  |  | #REF! | #REF! | #REF! | #REF! | #REF! | #REF!
#REF! | #REF! | #REF! | #REF! | #REF! | #REF! | #REF! | #REF! | #REF! | #REF! | #REF! | #REF! |  |  | #REF! | #REF! | #REF! | #REF! | #REF! | #REF!
#REF! | #REF! | #REF! | #REF! | #REF! | #REF! | #REF! | #REF! | #REF! | #REF! | #REF! | #REF! |  |  | #REF! | #REF! | #REF! | #REF! | #REF! | #REF!
#REF! | #REF! | #REF! | #REF! | #REF! | #REF! | #REF! | #REF! | #REF! | #REF! | #REF! | #REF! |  |  | #REF! | #REF! | #REF! | #REF! | #REF! | #REF!
#REF! | #REF! | #REF! | #REF! | #REF! | #REF! | #REF! | #REF! | #REF! | #REF! | #REF! | #REF! |  |  | #REF! | #REF! | #REF! | #REF! | #REF! | #REF!
#REF! | #REF! | #REF! | #REF! | #REF! | #REF! | #REF! | #REF! | #REF! | #REF! | #REF! | #REF! |  |  | #REF! | #REF! | #REF! | #REF! | #REF! | #REF!
#REF! | #REF! | #REF! | #REF! | #REF! | #REF! | #REF! | #REF! | #REF! | #REF! | #REF! | #REF! |  |  | #REF! | #REF! | #REF! | #REF! | #REF! | #REF!
#REF! | #REF! | #REF! | #REF! | #REF! | #REF! | #REF! | #REF! | #REF! | #REF! | #REF! | #REF! |  |  | #REF! | #REF! | #REF! | #REF! | #REF! | #REF!
#REF! | #REF! | #REF! | #REF! | #REF! | #REF! | #REF! | #REF! | #REF! | #REF! | #REF! | #REF! |  |  | #REF! | #REF! | #REF! | #REF! | #REF! | #REF!
#REF! | #REF! | #REF! | #REF! | #REF! | #REF! | #REF! | #REF! | #REF! | #REF! | #REF! | #REF! |  |  | #REF! | #REF! | #REF! | #REF! | #REF! | #REF!
#REF! | #REF! | #REF! | #REF! | #REF! | #REF! | #REF! | #REF! | #REF! | #REF! | #REF! | #REF! |  |  | #REF! | #REF! | #REF! | #REF! | #REF! | #REF!
#REF! | #REF! | #REF! | #REF! | #REF! | #REF! | #REF! | #REF! | #REF! | #REF! | #REF! | #REF! |  |  | #REF! | #REF! | #REF! | #REF! | #REF! | #REF!
#REF! | #REF! | #REF! | #REF! | #REF! | #REF! | #REF! | #REF! | #REF! | #REF! | #REF! | #REF! |  |  | #REF! | #REF! | #REF! | #REF! | #REF! | #REF!
#REF! | #REF! | #REF! | #REF! | #REF! | #REF! | #REF! | #REF! | #REF! | #REF! | #REF! | #REF! |  |  | #REF! | #REF! | #REF! | #REF! | #REF! | #REF!
#REF! | #REF! | #REF! | #REF! | #REF! | #REF! | #REF! | #REF! | #REF! | #REF! | #REF! | #REF! |  |  | #REF! | #REF! | #REF! | #REF! | #REF! | #REF!
#REF! | #REF! | #REF! | #REF! | #REF! | #REF! | #REF! | #REF! | #REF! | #REF! | #REF! | #REF! |  |  | #REF! | #REF! | #REF! | #REF! | #REF! | #REF!
#REF! | #REF! | #REF! | #REF! | #REF! | #REF! | #REF! | #REF! | #REF! | #REF! | #REF! | #REF! |  |  | #REF! | #REF! | #REF! | #REF! | #REF!
#REF! | #REF! | #REF! | #REF! | #REF! | #REF! | #REF! | #REF! | #REF! | #REF! | #REF! | #REF! |  |  | #REF! | #REF! | #REF! | #REF! | #REF! | #REF!
#REF! | #REF! | #REF! | #REF! | #REF! | #REF! | #REF! | #REF! | #REF! | #REF! | #REF! | #REF! |  |  | #REF! | #REF! | #REF! | #REF! | #REF! | #REF!
#REF! | #REF! | #REF! | #REF! | #REF! | #REF! | #REF! | #REF! | #REF! | #REF! | #REF! | #REF! |  |  | #REF! | #REF! | #REF! | #REF! | #REF! | #REF!
#REF! | #REF! | #REF! | #REF! | #REF! | #REF! | #REF! | #REF! | #REF! | #REF! | #REF! | #REF! |  |  | #REF! | #REF! | #REF! | #REF! | #REF! | #REF!
#REF! | #REF! | #REF! | #REF! | #REF! | #REF! | #REF! | #REF! | #REF! | #REF! | #REF! | #REF! |  |  | #REF! | #REF! | #REF! | #REF! | #REF! | #REF!
#REF! | #REF! | #REF! | #REF! | #REF! | #REF! | #REF! | #REF! | #REF! | #REF! | #REF! | #REF! |  |  | #REF! | #REF! | #REF! | #REF! | #REF! | #REF!
#REF! | #REF! | #REF! | #REF! | #REF! | #REF! | #REF! | #REF! | #REF! | #REF! | #REF! | #REF! |  |  | #REF! | #REF! | #REF! | #REF! | #REF! | #REF!
#REF! | #REF! | #REF! | #REF! | #REF! | #REF! | #REF! | #REF! | #REF! | #REF! | #REF! | #REF! |  |  | #REF! | #REF! | #REF! | #REF! | #REF! | #REF!
#REF! | #REF! | #REF! | #REF! | #REF! | #REF! | #REF! | #REF! | #REF! | #REF! | #REF! | #REF! |  |  | #REF! | #REF! | #REF! | #REF! | #REF! | #REF!
05.01.09 | COMPOSIÇÃO | 017 | REVESTIMENTO CERÂMICO PARA PISO COM PLACAS TIPO PORCELANATO DE DIMENSÕES 45X45 CM - REF. GRIFE GRIS ACETINADO, ELIANE OU EQUIVALENTE TÉCNICO | m² | 162.58 | 38.34 | 17.28 | 9042.69 | 3602.74 | 10837.73 | 1.373% |  |  | #REF! | #REF! | #REF! | #REF! | #REF! | #REF!
#REF! | #REF! | #REF! | #REF! | #REF! | #REF! | #REF! | #REF! | #REF! | #REF! | #REF! | #REF! |  |  | #REF! | #REF! | #REF! | #REF! | #REF! | #REF!
#REF! | #REF! | #REF! | #REF! | #REF! | #REF! | #REF! | #REF! | #REF! | #REF! | #REF! | #REF! |  |  | #REF! | #REF! | #REF! | #REF! | #REF! | #REF!
#REF! | #REF! | #REF! | #REF! | #REF! | #REF! | #REF! | #REF! | #REF! | #REF! | #REF! | #REF! |  |  | #REF! | #REF! | #REF! | #REF! | #REF! | #REF!
#REF! | #REF! | #REF! | #REF! | #REF! | #REF! | #REF! | #REF! | #REF! | #REF! | #REF! | #REF! |  |  | #REF! | #REF! | #REF! | #REF! | #REF! | #REF!
#REF! | #REF! | #REF! | #REF! | #REF! | #REF! | #REF! | #REF! | #REF! | #REF! | #REF! | #REF! |  |  | #REF! | #REF! | #REF! | #REF! | #REF! | #REF!
#REF! | #REF! | #REF! | #REF! | #REF! | #REF! | #REF! | #REF! | #REF! | #REF! | #REF! | #REF! |  |  | #REF! | #REF! | #REF! | #REF! | #REF! | #REF!
#REF! | #REF! | #REF! | #REF! | #REF! | #REF! | #REF! | #REF! | #REF! | #REF! | #REF! | #REF! |  |  | #REF! | #REF! | #REF! | #REF! | #REF! | #REF!
#REF! | #REF! | #REF! | #REF! | #REF! | #REF! | #REF! | #REF! | #REF! | #REF! | #REF! | #REF! |  |  | #REF! | #REF! | #REF! | #REF! | #REF! | #REF!
#REF! | #REF! | #REF! | #REF! | #REF! | #REF! | #REF! | #REF! | #REF! | #REF! | #REF! | #REF! |  |  | #REF! | #REF! | #REF! | #REF! | #REF! | #REF!
#REF! | #REF! | #REF! | #REF! | #REF! | #REF! | #REF! | #REF! | #REF! | #REF! | #REF! | #REF! |  |  | #REF! | #REF! | #REF! | #REF! | #REF!
#REF! | #REF! | #REF! | #REF! | #REF! | #REF! | #REF! | #REF! | #REF! | #REF! | #REF! | #REF! |  |  | #REF! | #REF! | #REF! | #REF! | #REF! | #REF!
#REF! | #REF! | #REF! | #REF! | #REF! | #REF! | #REF! | #REF! | #REF! | #REF! | #REF! | #REF! |  |  | #REF! | #REF! | #REF! | #REF! | #REF! | #REF!
#REF! | #REF! | #REF! | #REF! | #REF! | #REF! | #REF! | #REF! | #REF! | #REF! | #REF! | #REF! |  |  | #REF! | #REF! | #REF! | #REF! | #REF!
#REF! | #REF! | #REF! | #REF! | #REF! | #REF! | #REF! | #REF! | #REF! | #REF! | #REF! | #REF! |  |  | #REF! | #REF! | #REF! | #REF! | #REF!
#REF! | #REF! | #REF! | #REF! | #REF! | #REF! | #REF! | #REF! | #REF! | #REF! | #REF! | #REF! |  |  | #REF! | #REF! | #REF! | #REF! | #REF!
#REF! | #REF! | #REF! | #REF! | #REF! | #REF! | #REF! | #REF! | #REF! | #REF! | #REF! | #REF! |  |  | #REF! | #REF! | #REF! | #REF! | #REF!
#REF! | #REF! | #REF! | #REF! | #REF! | #REF! | #REF! | #REF! | #REF! | #REF! | #REF! | #REF! |  |  | #REF! | #REF! | #REF! | #REF! | #REF!
#REF! | #REF! | #REF! | #REF! | #REF! | #REF! | #REF! | #REF! | #REF! | #REF! | #REF! | #REF! |  |  | #REF! | #REF! | #REF! | #REF! | #REF!
#REF! | #REF! | #REF! | #REF! | #REF! | #REF! | #REF! | #REF! | #REF! | #REF! | #REF! | #REF! |  |  | #REF! | #REF! | #REF! | #REF! | #REF!
#REF! | #REF! | #REF! | #REF! | #REF! | #REF! | #REF! | #REF! | #REF! | #REF! | #REF! | #REF! |  |  | #REF! | #REF! | #REF! | #REF! | #REF!
#REF! | #REF! | #REF! | #REF! | #REF! | #REF! | #REF! | #REF! | #REF! | #REF! | #REF! | #REF! |  |  | #REF! | #REF! | #REF! | #REF! | #REF! | #REF!
#REF! | #REF! | #REF! | #REF! | #REF! | #REF! | #REF! | #REF! | #REF! | #REF! | #REF! | #REF! |  |  | #REF! | #REF! | #REF! | #REF! | #REF! | #REF!
#REF! | #REF! | #REF! | #REF! | #REF! | #REF! | #REF! | #REF! | #REF! | #REF! | #REF! | #REF! |  |  | #REF! | #REF! | #REF! | #REF! | #REF! | #REF!
#REF! | #REF! | #REF! | #REF! | #REF! | #REF! | #REF! | #REF! | #REF! | #REF! | #REF! | #REF! |  |  | #REF! | #REF! | #REF! | #REF! | #REF! | #REF!
#REF! | #REF! | #REF! | #REF! | #REF! | #REF! | #REF! | #REF! | #REF! | #REF! | #REF! | #REF! |  |  | #REF! | #REF! | #REF! | #REF! | #REF! | #REF!
#REF! | #REF! | #REF! | #REF! | #REF! | #REF! | #REF! | #REF! | #REF! | #REF! | #REF! | #REF! |  |  | #REF! | #REF! | #REF! | #REF! | #REF! | #REF!
#REF! | #REF! | #REF! | #REF! | #REF! | #REF! | #REF! | #REF! | #REF! | #REF! | #REF! | #REF! |  |  | #REF! | #REF! | #REF! | #REF! | #REF! | #REF!
#REF! | #REF! | #REF! | #REF! | #REF! | #REF! | #REF! | #REF! | #REF! | #REF! | #REF! | #REF! |  |  | #REF! | #REF! | #REF! | #REF! | #REF! | #REF!
#REF! | #REF! | #REF! | #REF! | #REF! | #REF! | #REF! | #REF! | #REF! | #REF! | #REF! | #REF! |  |  | #REF! | #REF! | #REF! | #REF! | #REF! | #REF!
#REF! | #REF! | #REF! | #REF! | #REF! | #REF! | #REF! | #REF! | #REF! | #REF! | #REF! | #REF! |  |  | #REF! | #REF! | #REF! | #REF! | #REF! | #REF!
#REF! | #REF! | #REF! | #REF! | #REF! | #REF! | #REF! | #REF! | #REF! | #REF! | #REF! | #REF! |  |  | #REF! | #REF! | #REF! | #REF! | #REF! | #REF!
#REF! | #REF! | #REF! | #REF! | #REF! | #REF! | #REF! | #REF! | #REF! | #REF! | #REF! | #REF! |  |  | #REF! | #REF! | #REF! | #REF! | #REF! | #REF!
#REF! | #REF! | #REF! | #REF! | #REF! | #REF! | #REF! | #REF! | #REF! | #REF! | #REF! | #REF! |  |  | #REF! | #REF! | #REF! | #REF! | #REF! | #REF!
#REF! | #REF! | #REF! | #REF! | #REF! | #REF! | #REF! | #REF! | #REF! | #REF! | #REF! | #REF! |  |  | #REF! | #REF! | #REF! | #REF! | #REF! | #REF!
#REF! | #REF! | #REF! | #REF! | #REF! | #REF! | #REF! | #REF! | #REF! | #REF! | #REF! | #REF! |  |  | #REF! | #REF! | #REF! | #REF! | #REF! | #REF!
#REF! | #REF! | #REF! | #REF! | #REF! | #REF! | #REF! | #REF! | #REF! | #REF! | #REF! | #REF! |  |  | #REF! | #REF! | #REF! | #REF! | #REF! | #REF!
#REF! | #REF! | #REF! | #REF! | #REF! | #REF! | #REF! | #REF! | #REF! | #REF! | #REF! | #REF! |  |  | #REF! | #REF! | #REF! | #REF! | #REF! | #REF!
#REF! | #REF! | #REF! | #REF! | #REF! | #REF! | #REF! | #REF! | #REF! | #REF! | #REF! | #REF! |  |  | #REF! | #REF! | #REF! | #REF! | #REF! | #REF!
#REF! | #REF! | #REF! | #REF! | #REF! | #REF! | #REF! | #REF! | #REF! | #REF! | #REF! | #REF! |  |  | #REF! | #REF! | #REF! | #REF! | #REF! | #REF!
#REF! | #REF! | #REF! | #REF! | #REF! | #REF! | #REF! | #REF! | #REF! | #REF! | #REF! | #REF! |  |  | #REF! | #REF! | #REF! | #REF! | #REF! | #REF!
#REF! | #REF! | #REF! | #REF! | #REF! | #REF! | #REF! | #REF! | #REF! | #REF! | #REF! | #REF! |  |  | #REF! | #REF! | #REF! | #REF! | #REF!
#REF! | #REF! | #REF! | #REF! | #REF! | #REF! | #REF! | #REF! | #REF! | #REF! | #REF! | #REF! |  |  | #REF! | #REF! | #REF! | #REF! | #REF!
#REF! | #REF! | #REF! | #REF! | #REF! | #REF! | #REF! | #REF! | #REF! | #REF! | #REF! | #REF! |  |  | #REF! | #REF! | #REF! | #REF! | #REF!
#REF! | #REF! | #REF! | #REF! | #REF! | #REF! | #REF! | #REF! | #REF! | #REF! | #REF! | #REF! |  |  | #REF! | #REF! | #REF! | #REF! | #REF!
#REF! | #REF! | #REF! | #REF! | #REF! | #REF! | #REF! | #REF! | #REF! | #REF! | #REF! | #REF! |  |  | #REF! | #REF! | #REF! | #REF! | #REF!
#REF! | #REF! | #REF! | #REF! | #REF! | #REF! | #REF! | #REF! | #REF! | #REF! | #REF! | #REF! |  |  | #REF! | #REF! | #REF! | #REF! | #REF! | #REF!
#REF! | #REF! | #REF! | #REF! | #REF! | #REF! | #REF! | #REF! | #REF! | #REF! | #REF! | #REF! |  |  | #REF! | #REF! | #REF! | #REF! | #REF!
#REF! | #REF! | #REF! | #REF! | #REF! | #REF! | #REF! | #REF! | #REF! | #REF! | #REF! | #REF! |  |  | #REF! | #REF! | #REF! | #REF! | #REF!
#REF! | #REF! | #REF! | #REF! | #REF! | #REF! | #REF! | #REF! | #REF! | #REF! | #REF! | #REF! |  |  | #REF! | #REF! | #REF! | #REF! | #REF!
#REF! | #REF! | #REF! | #REF! | #REF! | #REF! | #REF! | #REF! | #REF! | #REF! | #REF! | #REF! |  |  | #REF! | #REF! | #REF! | #REF! | #REF!
#REF! | #REF! | #REF! | #REF! | #REF! | #REF! | #REF! | #REF! | #REF! | #REF! | #REF! | #REF! |  |  | #REF! | #REF! | #REF! | #REF! | #REF!
#REF! | #REF! | #REF! | #REF! | #REF! | #REF! | #REF! | #REF! | #REF! | #REF! | #REF! | #REF! |  |  | #REF! | #REF! | #REF! | #REF! | #REF! | #REF!
#REF! | #REF! | #REF! | #REF! | #REF! | #REF! | #REF! | #REF! | #REF! | #REF! | #REF! | #REF! |  |  | #REF! | #REF! | #REF! | #REF! | #REF!
#REF! | #REF! | #REF! | #REF! | #REF! | #REF! | #REF! | #REF! | #REF! | #REF! | #REF! | #REF! |  |  | #REF! | #REF! | #REF! | #REF! | #REF!
#REF! | #REF! | #REF! | #REF! | #REF! | #REF! | #REF! | #REF! | #REF! | #REF! | #REF! | #REF! |  |  | #REF! | #REF! | #REF! | #REF! | #REF!
#REF! | #REF! | #REF! | #REF! | #REF! | #REF! | #REF! | #REF! | #REF! | #REF! | #REF! | #REF! |  |  | #REF! | #REF! | #REF! | #REF! | #REF!
#REF! | #REF! | #REF! | #REF! | #REF! | #REF! | #REF! | #REF! | #REF! | #REF! | #REF! | #REF! |  |  | #REF! | #REF! | #REF! | #REF! | #REF!
#REF! | #REF! | #REF! | #REF! | #REF! | #REF! | #REF! | #REF! | #REF! | #REF! | #REF! | #REF! |  |  | #REF! | #REF! | #REF! | #REF! | #REF! | #REF!
#REF! | #REF! | #REF! | #REF! | #REF! | #REF! | #REF! | #REF! | #REF! | #REF! | #REF! | #REF! |  |  | #REF! | #REF! | #REF! | #REF! | #REF! | #REF!
#REF! | #REF! | #REF! | #REF! | #REF! | #REF! | #REF! | #REF! | #REF! | #REF! | #REF! | #REF! |  |  | #REF! | #REF! | #REF! | #REF! | #REF! | #REF!
#REF! | #REF! | #REF! | #REF! | #REF! | #REF! | #REF! | #REF! | #REF! | #REF! | #REF! | #REF! |  |  | #REF! | #REF! | #REF! | #REF! | #REF! | #REF!
#REF! | #REF! | #REF! | #REF! | #REF! | #REF! | #REF! | #REF! | #REF! | #REF! | #REF! | #REF! |  |  | #REF! | #REF! | #REF! | #REF! | #REF! | #REF!
#REF! | #REF! | #REF! | #REF! | #REF! | #REF! | #REF! | #REF! | #REF! | #REF! | #REF! | #REF! |  |  | #REF! | #REF! | #REF! | #REF! | #REF! | #REF!
#REF! | #REF! | #REF! | #REF! | #REF! | #REF! | #REF! | #REF! | #REF! | #REF! | #REF! | #REF! |  |  | #REF! | #REF! | #REF! | #REF! | #REF! | #REF!
#REF! | #REF! | #REF! | #REF! | #REF! | #REF! | #REF! | #REF! | #REF! | #REF! | #REF! | #REF! |  |  | #REF! | #REF! | #REF! | #REF! | #REF!
#REF! | #REF! | #REF! | #REF! | #REF! | #REF! | #REF! | #REF! | #REF! | #REF! | #REF! | #REF! |  |  | #REF! | #REF! | #REF! | #REF! | #REF!
#REF! | #REF! | #REF! | #REF! | #REF! | #REF! | #REF! | #REF! | #REF! | #REF! | #REF! | #REF! |  |  | #REF! | #REF! | #REF! | #REF! | #REF!
#REF! | #REF! | #REF! | #REF! | #REF! | #REF! | #REF! | #REF! | #REF! | #REF! | #REF! | #REF! |  |  | #REF! | #REF! | #REF! | #REF! | #REF!
#REF! | #REF! | #REF! | #REF! | #REF! | #REF! | #REF! | #REF! | #REF! | #REF! | #REF! | #REF! |  |  | #REF! | #REF! | #REF! | #REF! | #REF!
#REF! | #REF! | #REF! | #REF! | #REF! | #REF! | #REF! | #REF! | #REF! | #REF! | #REF! | #REF! |  |  | #REF! | #REF! | #REF! | #REF! | #REF! | #REF!
#REF! | #REF! | #REF! | #REF! | #REF! | #REF! | #REF! | #REF! | #REF! | #REF! | #REF! | #REF! |  |  | #REF! | #REF! | #REF! | #REF! | #REF!
#REF! | #REF! | #REF! | #REF! | #REF! | #REF! | #REF! | #REF! | #REF! | #REF! | #REF! | #REF! |  |  | #REF! | #REF! | #REF! | #REF! | #REF!
#REF! | #REF! | #REF! | #REF! | #REF! | #REF! | #REF! | #REF! | #REF! | #REF! | #REF! | #REF! |  |  | #REF! | #REF! | #REF! | #REF! | #REF!
#REF! | #REF! | #REF! | #REF! | #REF! | #REF! | #REF! | #REF! | #REF! | #REF! | #REF! | #REF! |  |  | #REF! | #REF! | #REF! | #REF! | #REF!
#REF! | #REF! | #REF! | #REF! | #REF! | #REF! | #REF! | #REF! | #REF! | #REF! | #REF! | #REF! |  |  | #REF! | #REF! | #REF! | #REF! | #REF!
#REF! | #REF! | #REF! | #REF! | #REF! | #REF! | #REF! | #REF! | #REF! | #REF! | #REF! | #REF! |  |  | #REF! | #REF! | #REF! | #REF! | #REF! | #REF!
#REF! | #REF! | #REF! | #REF! | #REF! | #REF! | #REF! | #REF! | #REF! | #REF! | #REF! | #REF! |  |  | #REF! | #REF! | #REF! | #REF! | #REF!
#REF! | #REF! | #REF! | #REF! | #REF! | #REF! | #REF! | #REF! | #REF! | #REF! | #REF! | #REF! |  |  | #REF! | #REF! | #REF! | #REF! | #REF!
#REF! | #REF! | #REF! | #REF! | #REF! | #REF! | #REF! | #REF! | #REF! | #REF! | #REF! | #REF! |  |  | #REF! | #REF! | #REF! | #REF! | #REF!
#REF! | #REF! | #REF! | #REF! | #REF! | #REF! | #REF! | #REF! | #REF! | #REF! | #REF! | #REF! |  |  | #REF! | #REF! | #REF! | #REF! | #REF!
#REF! | #REF! | #REF! | #REF! | #REF! | #REF! | #REF! | #REF! | #REF! | #REF! | #REF! | #REF! |  |  | #REF! | #REF! | #REF! | #REF! | #REF!
#REF! | #REF! | #REF! | #REF! | #REF! | #REF! | #REF! | #REF! | #REF! | #REF! | #REF! | #REF! |  |  | #REF! | #REF! | #REF! | #REF! | #REF! | #REF!
#REF! | #REF! | #REF! | #REF! | #REF! | #REF! | #REF! | #REF! | #REF! | #REF! | #REF! | #REF! |  |  | #REF! | #REF! | #REF! | #REF! | #REF!
#REF! | #REF! | #REF! | #REF! | #REF! | #REF! | #REF! | #REF! | #REF! | #REF! | #REF! | #REF! |  |  | #REF! | #REF! | #REF! | #REF! | #REF!
#REF! | #REF! | #REF! | #REF! | #REF! | #REF! | #REF! | #REF! | #REF! | #REF! | #REF! | #REF! |  |  | #REF! | #REF! | #REF! | #REF! | #REF!
#REF! | #REF! | #REF! | #REF! | #REF! | #REF! | #REF! | #REF! | #REF! | #REF! | #REF! | #REF! |  |  | #REF! | #REF! | #REF! | #REF! | #REF!
#REF! | #REF! | #REF! | #REF! | #REF! | #REF! | #REF! | #REF! | #REF! | #REF! | #REF! | #REF! |  |  | #REF! | #REF! | #REF! | #REF! | #REF!
#REF! | #REF! | #REF! | #REF! | #REF! | #REF! | #REF! | #REF! | #REF! | #REF! | #REF! | #REF! |  |  | #REF! | #REF! | #REF! | #REF! | #REF! | #REF!
#REF! | #REF! | #REF! | #REF! | #REF! | #REF! | #REF! | #REF! | #REF! | #REF! | #REF! | #REF! |  |  | #REF! | #REF! | #REF! | #REF! | #REF!
#REF! | #REF! | #REF! | #REF! | #REF! | #REF! | #REF! | #REF! | #REF! | #REF! | #REF! | #REF! |  |  | #REF! | #REF! | #REF! | #REF! | #REF!
#REF! | #REF! | #REF! | #REF! | #REF! | #REF! | #REF! | #REF! | #REF! | #REF! | #REF! | #REF! |  |  | #REF! | #REF! | #REF! | #REF! | #REF!
#REF! | #REF! | #REF! | #REF! | #REF! | #REF! | #REF! | #REF! | #REF! | #REF! | #REF! | #REF! |  |  | #REF! | #REF! | #REF! | #REF! | #REF!
#REF! | #REF! | #REF! | #REF! | #REF! | #REF! | #REF! | #REF! | #REF! | #REF! | #REF! | #REF! |  |  | #REF! | #REF! | #REF! | #REF! | #REF!
#REF! | #REF! | #REF! | #REF! | #REF! | #REF! | #REF! | #REF! | #REF! | #REF! | #REF! | #REF! |  |  | #REF! | #REF! | #REF! | #REF! | #REF! | #REF!
#REF! | #REF! | #REF! | #REF! | #REF! | #REF! | #REF! | #REF! | #REF! | #REF! | #REF! | #REF! |  |  | #REF! | #REF! | #REF! | #REF! | #REF! | #REF!
#REF! | #REF! | #REF! | #REF! | #REF! | #REF! | #REF! | #REF! | #REF! | #REF! | #REF! | #REF! |  |  | #REF! | #REF! | #REF! | #REF! | #REF!
#REF! | #REF! | #REF! | #REF! | #REF! | #REF! | #REF! | #REF! | #REF! | #REF! | #REF! | #REF! |  |  | #REF! | #REF! | #REF! | #REF! | #REF!
#REF! | #REF! | #REF! | #REF! | #REF! | #REF! | #REF! | #REF! | #REF! | #REF! | #REF! | #REF! |  |  | #REF! | #REF! | #REF! | #REF! | #REF!
#REF! | #REF! | #REF! | #REF! | #REF! | #REF! | #REF! | #REF! | #REF! | #REF! | #REF! | #REF! |  |  | #REF! | #REF! | #REF! | #REF! | #REF!
#REF! | #REF! | #REF! | #REF! | #REF! | #REF! | #REF! | #REF! | #REF! | #REF! | #REF! | #REF! |  |  | #REF! | #REF! | #REF! | #REF! | #REF!
#REF! | #REF! | #REF! | #REF! | #REF! | #REF! | #REF! | #REF! | #REF! | #REF! | #REF! | #REF! |  |  | #REF! | #REF! | #REF! | #REF! | #REF! | #REF!
#REF! | #REF! | #REF! | #REF! | #REF! | #REF! | #REF! | #REF! | #REF! | #REF! | #REF! | #REF! |  |  | #REF! | #REF! | #REF! | #REF! | #REF! | #REF!
#REF! | #REF! | #REF! | #REF! | #REF! | #REF! | #REF! | #REF! | #REF! | #REF! | #REF! | #REF! |  |  | #REF! | #REF! | #REF! | #REF! | #REF! | #REF!
#REF! | #REF! | #REF! | #REF! | #REF! | #REF! | #REF! | #REF! | #REF! | #REF! | #REF! | #REF! |  |  | #REF! | #REF! | #REF! | #REF! | #REF! | #REF!
#REF! | #REF! | #REF! | #REF! | #REF! | #REF! | #REF! | #REF! | #REF! | #REF! | #REF! | #REF! |  |  | #REF! | #REF! | #REF! | #REF! | #REF! | #REF!
#REF! | #REF! | #REF! | #REF! | #REF! | #REF! | #REF! | #REF! | #REF! | #REF! | #REF! | #REF! |  |  | #REF! | #REF! | #REF! | #REF! | #REF! | #REF!
#REF! | #REF! | #REF! | #REF! | #REF! | #REF! | #REF! | #REF! | #REF! | #REF! | #REF! | #REF! |  |  | #REF! | #REF! | #REF! | #REF! | #REF! | #REF!
#REF! | #REF! | #REF! | #REF! | #REF! | #REF! | #REF! | #REF! | #REF! | #REF! | #REF! | #REF! |  |  | #REF! | #REF! | #REF! | #REF! | #REF! | #REF!
#REF! | #REF! | #REF! | #REF! | #REF! | #REF! | #REF! | #REF! | #REF! | #REF! | #REF! | #REF! |  |  | #REF! | #REF! | #REF! | #REF! | #REF! | #REF!
#REF! | #REF! | #REF! | #REF! | #REF! | #REF! | #REF! | #REF! | #REF! | #REF! | #REF! | #REF! |  |  | #REF! | #REF! | #REF! | #REF! | #REF! | #REF!
#REF! | #REF! | #REF! | #REF! | #REF! | #REF! | #REF! | #REF! | #REF! | #REF! | #REF! | #REF! |  |  | #REF! | #REF! | #REF! | #REF! | #REF! | #REF!
#REF! | #REF! | #REF! | #REF! | #REF! | #REF! | #REF! | #REF! | #REF! | #REF! | #REF! | #REF! |  |  | #REF! | #REF! | #REF! | #REF! | #REF! | #REF!
#REF! | #REF! | #REF! | #REF! | #REF! | #REF! | #REF! | #REF! | #REF! | #REF! | #REF! | #REF! |  |  | #REF! | #REF! | #REF! | #REF! | #REF!
#REF! | #REF! | #REF! | #REF! | #REF! | #REF! | #REF! | #REF! | #REF! | #REF! | #REF! | #REF! |  |  | #REF! | #REF! | #REF! | #REF! | #REF!
#REF! | #REF! | #REF! | #REF! | #REF! | #REF! | #REF! | #REF! | #REF! | #REF! | #REF! | #REF! |  |  | #REF! | #REF! | #REF! | #REF! | #REF!
#REF! | #REF! | #REF! | #REF! | #REF! | #REF! | #REF! | #REF! | #REF! | #REF! | #REF! | #REF! |  |  | #REF! | #REF! | #REF! | #REF! | #REF!
#REF! | #REF! | #REF! | #REF! | #REF! | #REF! | #REF! | #REF! | #REF! | #REF! | #REF! | #REF! |  |  | #REF! | #REF! | #REF! | #REF! | #REF!
#REF! | #REF! | #REF! | #REF! | #REF! | #REF! | #REF! | #REF! | #REF! | #REF! | #REF! | #REF! |  |  | #REF! | #REF! | #REF! | #REF! | #REF! | #REF!
#REF! | #REF! | #REF! | #REF! | #REF! | #REF! | #REF! | #REF! | #REF! | #REF! | #REF! | #REF! |  |  | #REF! | #REF! | #REF! | #REF! | #REF! | #REF!
#REF! | #REF! | #REF! | #REF! | #REF! | #REF! | #REF! | #REF! | #REF! | #REF! | #REF! | #REF! |  |  | #REF! | #REF! | #REF! | #REF! | #REF! | #REF!
#REF! | #REF! | #REF! | #REF! | #REF! | #REF! | #REF! | #REF! | #REF! | #REF! | #REF! | #REF! |  |  | #REF! | #REF! | #REF! | #REF! | #REF! | #REF!
#REF! | #REF! | #REF! | #REF! | #REF! | #REF! | #REF! | #REF! | #REF! | #REF! | #REF! | #REF! |  |  | #REF! | #REF! | #REF! | #REF! | #REF!
#REF! | #REF! | #REF! | #REF! | #REF! | #REF! | #REF! | #REF! | #REF! | #REF! | #REF! | #REF! |  |  | #REF! | #REF! | #REF! | #REF! | #REF!
#REF! | #REF! | #REF! | #REF! | #REF! | #REF! | #REF! | #REF! | #REF! | #REF! | #REF! | #REF! |  |  | #REF! | #REF! | #REF! | #REF! | #REF!
#REF! | #REF! | #REF! | #REF! | #REF! | #REF! | #REF! | #REF! | #REF! | #REF! | #REF! | #REF! |  |  | #REF! | #REF! | #REF! | #REF! | #REF!
#REF! | #REF! | #REF! | #REF! | #REF! | #REF! | #REF! | #REF! | #REF! | #REF! | #REF! | #REF! |  |  | #REF! | #REF! | #REF! | #REF! | #REF!
#REF! | #REF! | #REF! | #REF! | #REF! | #REF! | #REF! | #REF! | #REF! | #REF! | #REF! | #REF! |  |  | #REF! | #REF! | #REF! | #REF! | #REF!
#REF! | #REF! | #REF! | #REF! | #REF! | #REF! | #REF! | #REF! | #REF! | #REF! | #REF! | #REF! |  |  | #REF! | #REF! | #REF! | #REF! | #REF!
#REF! | #REF! | #REF! | #REF! | #REF! | #REF! | #REF! | #REF! | #REF! | #REF! | #REF! | #REF! |  |  | #REF! | #REF! | #REF! | #REF! | #REF! | #REF!
#REF! | #REF! | #REF! | #REF! | #REF! | #REF! | #REF! | #REF! | #REF! | #REF! | #REF! | #REF! |  |  | #REF! | #REF! | #REF! | #REF! | #REF!
#REF! | #REF! | #REF! | #REF! | #REF! | #REF! | #REF! | #REF! | #REF! | #REF! | #REF! | #REF! |  |  | #REF! | #REF! | #REF! | #REF! | #REF!
#REF! | #REF! | #REF! | #REF! | #REF! | #REF! | #REF! | #REF! | #REF! | #REF! | #REF! | #REF! |  |  | #REF! | #REF! | #REF! | #REF! | #REF!
#REF! | #REF! | #REF! | #REF! | #REF! | #REF! | #REF! | #REF! | #REF! | #REF! | #REF! | #REF! |  |  | #REF! | #REF! | #REF! | #REF! | #REF!
#REF! | #REF! | #REF! | #REF! | #REF! | #REF! | #REF! | #REF! | #REF! | #REF! | #REF! | #REF! |  |  | #REF! | #REF! | #REF! | #REF! | #REF!
#REF! | #REF! | #REF! | #REF! | #REF! | #REF! | #REF! | #REF! | #REF! | #REF! | #REF! | #REF! |  |  | #REF! | #REF! | #REF! | #REF! | #REF!
#REF! | #REF! | #REF! | #REF! | #REF! | #REF! | #REF! | #REF! | #REF! | #REF! | #REF! | #REF! |  |  | #REF! | #REF! | #REF! | #REF! | #REF!
#REF! | #REF! | #REF! | #REF! | #REF! | #REF! | #REF! | #REF! | #REF! | #REF! | #REF! | #REF! |  |  | #REF! | #REF! | #REF! | #REF! | #REF! | #REF!
#REF! | #REF! | #REF! | #REF! | #REF! | #REF! | #REF! | #REF! | #REF! | #REF! | #REF! | #REF! |  |  | #REF! | #REF! | #REF! | #REF! | #REF! | #REF!
#REF! | #REF! | #REF! | #REF! | #REF! | #REF! | #REF! | #REF! | #REF! | #REF! | #REF! | #REF! |  |  | #REF! | #REF! | #REF! | #REF! | #REF! | #REF!
#REF! | #REF! | #REF! | #REF! | #REF! | #REF! | #REF! | #REF! | #REF! | #REF! | #REF! | #REF! |  |  | #REF! | #REF! | #REF! | #REF! | #REF! | #REF!
#REF! | #REF! | #REF! | #REF! | #REF! | #REF! | #REF! | #REF! | #REF! | #REF! | #REF! | #REF! |  |  | #REF! | #REF! | #REF! | #REF! | #REF! | #REF!
#REF! | #REF! | #REF! | #REF! | #REF! | #REF! | #REF! | #REF! | #REF! | #REF! | #REF! | #REF! |  |  | #REF! | #REF! | #REF! | #REF! | #REF! | #REF!
#REF! | #REF! | #REF! | #REF! | #REF! | #REF! | #REF! | #REF! | #REF! | #REF! | #REF! | #REF! |  |  | #REF! | #REF! | #REF! | #REF! | #REF! | #REF!
#REF! | #REF! | #REF! | #REF! | #REF! | #REF! | #REF! | #REF! | #REF! | #REF! | #REF! | #REF! |  |  | #REF! | #REF! | #REF! | #REF! | #REF! | #REF!
#REF! | #REF! | #REF! | #REF! | #REF! | #REF! | #REF! | #REF! | #REF! | #REF! | #REF! | #REF! |  |  | #REF! | #REF! | #REF! | #REF! | #REF! | #REF!
#REF! | #REF! | #REF! | #REF! | #REF! | #REF! | #REF! | #REF! | #REF! | #REF! | #REF! | #REF! |  |  | #REF! | #REF! | #REF! | #REF! | #REF! | #REF!
#REF! | #REF! | #REF! | #REF! | #REF! | #REF! | #REF! | #REF! | #REF! | #REF! | #REF! | #REF! |  |  | #REF! | #REF! | #REF! | #REF! | #REF! | #REF!
#REF! | #REF! | #REF! | #REF! | #REF! | #REF! | #REF! | #REF! | #REF! | #REF! | #REF! | #REF! |  |  | #REF! | #REF! | #REF! | #REF! | #REF! | #REF!
#REF! | #REF! | #REF! | #REF! | #REF! | #REF! | #REF! | #REF! | #REF! | #REF! | #REF! | #REF! |  |  | #REF! | #REF! | #REF! | #REF! | #REF! | #REF!
#REF! | #REF! | #REF! | #REF! | #REF! | #REF! | #REF! | #REF! | #REF! | #REF! | #REF! | #REF! |  |  | #REF! | #REF! | #REF! | #REF! | #REF! | #REF!
#REF! | #REF! | #REF! | #REF! | #REF! | #REF! | #REF! | #REF! | #REF! | #REF! | #REF! | #REF! |  |  | #REF! | #REF! | #REF! | #REF! | #REF! | #REF!
#REF! | #REF! | #REF! | #REF! | #REF! | #REF! | #REF! | #REF! | #REF! | #REF! | #REF! | #REF! |  |  | #REF! | #REF! | #REF! | #REF! | #REF! | #REF!
#REF! | #REF! | #REF! | #REF! | #REF! | #REF! | #REF! | #REF! | #REF! | #REF! | #REF! | #REF! |  |  | #REF! | #REF! | #REF! | #REF! | #REF!
#REF! | #REF! | #REF! | #REF! | #REF! | #REF! | #REF! | #REF! | #REF! | #REF! | #REF! | #REF! |  |  | #REF! | #REF! | #REF! | #REF! | #REF!
#REF! | #REF! | #REF! | #REF! | #REF! | #REF! | #REF! | #REF! | #REF! | #REF! | #REF! | #REF! |  |  | #REF! | #REF! | #REF! | #REF! | #REF!
#REF! | #REF! | #REF! | #REF! | #REF! | #REF! | #REF! | #REF! | #REF! | #REF! | #REF! | #REF! |  |  | #REF! | #REF! | #REF! | #REF! | #REF!
#REF! | #REF! | #REF! | #REF! | #REF! | #REF! | #REF! | #REF! | #REF! | #REF! | #REF! | #REF! |  |  | #REF! | #REF! | #REF! | #REF! | #REF!
#REF! | #REF! | #REF! | #REF! | #REF! | #REF! | #REF! | #REF! | #REF! | #REF! | #REF! | #REF! |  |  | #REF! | #REF! | #REF! | #REF! | #REF! | #REF!
#REF! | #REF! | #REF! | #REF! | #REF! | #REF! | #REF! | #REF! | #REF! | #REF! | #REF! | #REF! |  |  | #REF! | #REF! | #REF! | #REF! | #REF! | #REF!
#REF! | #REF! | #REF! | #REF! | #REF! | #REF! | #REF! | #REF! | #REF! | #REF! | #REF! | #REF! |  |  | #REF! | #REF! | #REF! | #REF! | #REF! | #REF!
#REF! | #REF! | #REF! | #REF! | #REF! | #REF! | #REF! | #REF! | #REF! | #REF! | #REF! | #REF! |  |  | #REF! | #REF! | #REF! | #REF! | #REF! | #REF!
#REF! | #REF! | #REF! | #REF! | #REF! | #REF! | #REF! | #REF! | #REF! | #REF! | #REF! | #REF! |  |  | #REF! | #REF! | #REF! | #REF! | #REF!
#REF! | #REF! | #REF! | #REF! | #REF! | #REF! | #REF! | #REF! | #REF! | #REF! | #REF! | #REF! |  |  | #REF! | #REF! | #REF! | #REF! | #REF!
#REF! | #REF! | #REF! | #REF! | #REF! | #REF! | #REF! | #REF! | #REF! | #REF! | #REF! | #REF! |  |  | #REF! | #REF! | #REF! | #REF! | #REF! | #REF!
#REF! | #REF! | #REF! | #REF! | #REF! | #REF! | #REF! | #REF! | #REF! | #REF! | #REF! | #REF! |  |  | #REF! | #REF! | #REF! | #REF! | #REF! | #REF!
#REF! | #REF! | #REF! | #REF! | #REF! | #REF! | #REF! | #REF! | #REF! | #REF! | #REF! | #REF! |  |  | #REF! | #REF! | #REF! | #REF! | #REF! | #REF!
#REF! | #REF! | #REF! | #REF! | #REF! | #REF! | #REF! | #REF! | #REF! | #REF! | #REF! | #REF! |  |  | #REF! | #REF! | #REF! | #REF! | #REF! | #REF!
#REF! | #REF! | #REF! | #REF! | #REF! | #REF! | #REF! | #REF! | #REF! | #REF! | #REF! | #REF! |  |  | #REF! | #REF! | #REF! | #REF! | #REF! | #REF!
#REF! | #REF! | #REF! | #REF! | #REF! | #REF! | #REF! | #REF! | #REF! | #REF! | #REF! | #REF! |  |  | #REF! | #REF! | #REF! | #REF! | #REF! | #REF!
05.01.13 | SINAPI | 88650 | RODAPÉ EM PORCELANATO GRIFE GRIS ACETINADO H=10CM REF. ELIANE OU EQUIVALENTE TÉCNICO | ml | 113.18 | 7.36 | 1.6 | 1014.08 | 232.21 | 1199.07 | 0.1519% |  |  | #REF! | #REF! | #REF! | #REF! | #REF! | #REF!
#REF! | #REF! | #REF! | #REF! | #REF! | #REF! | #REF! | #REF! | #REF! | #REF! | #REF! | #REF! |  |  | #REF! | #REF! | #REF! | #REF! | #REF! | #REF!
#REF! | #REF! | #REF! | #REF! | #REF! | #REF! | #REF! | #REF! | #REF! | #REF! | #REF! | #REF! |  |  | #REF! | #REF! | #REF! | #REF! | #REF! | #REF!
#REF! | #REF! | #REF! | #REF! | #REF! | #REF! | #REF! | #REF! | #REF! | #REF! | #REF! | #REF! |  |  | #REF! | #REF! | #REF! | #REF! | #REF! | #REF!
#REF! | #REF! | #REF! | #REF! | #REF! | #REF! | #REF! | #REF! | #REF! | #REF! | #REF! | #REF! |  |  | #REF! | #REF! | #REF! | #REF! | #REF! | #REF!
#REF! | #REF! | #REF! | #REF! | #REF! | #REF! | #REF! | #REF! | #REF! | #REF! | #REF! | #REF! |  |  | #REF! | #REF! | #REF! | #REF! | #REF!
#REF! | #REF! | #REF! | #REF! | #REF! | #REF! | #REF! | #REF! | #REF! | #REF! | #REF! | #REF! |  |  | #REF! | #REF! | #REF! | #REF! | #REF!
#REF! | #REF! | #REF! | #REF! | #REF! | #REF! | #REF! | #REF! | #REF! | #REF! | #REF! | #REF! |  |  | #REF! | #REF! | #REF! | #REF! | #REF!
#REF! | #REF! | #REF! | #REF! | #REF! | #REF! | #REF! | #REF! | #REF! | #REF! | #REF! | #REF! |  |  | #REF! | #REF! | #REF! | #REF! | #REF!
#REF! | #REF! | #REF! | #REF! | #REF! | #REF! | #REF! | #REF! | #REF! | #REF! | #REF! | #REF! |  |  | #REF! | #REF! | #REF! | #REF! | #REF!
#REF! | #REF! | #REF! | #REF! | #REF! | #REF! | #REF! | #REF! | #REF! | #REF! | #REF! | #REF! |  |  | #REF! | #REF! | #REF! | #REF! | #REF!
#REF! | #REF! | #REF! | #REF! | #REF! | #REF! | #REF! | #REF! | #REF! | #REF! | #REF! | #REF! |  |  | #REF! | #REF! | #REF! | #REF! | #REF!
#REF! | #REF! | #REF! | #REF! | #REF! | #REF! | #REF! | #REF! | #REF! | #REF! | #REF! | #REF! |  |  | #REF! | #REF! | #REF! | #REF! | #REF! | #REF!
#REF! | #REF! | #REF! | #REF! | #REF! | #REF! | #REF! | #REF! | #REF! | #REF! | #REF! | #REF! |  |  | #REF! | #REF! | #REF! | #REF! | #REF! | #REF!
#REF! | #REF! | #REF! | #REF! | #REF! | #REF! | #REF! | #REF! | #REF! | #REF! | #REF! | #REF! |  |  | #REF! | #REF! | #REF! | #REF! | #REF! | #REF!
#REF! | #REF! | #REF! | #REF! | #REF! | #REF! | #REF! | #REF! | #REF! | #REF! | #REF! | #REF! |  |  | #REF! | #REF! | #REF! | #REF! | #REF! | #REF!
#REF! | #REF! | #REF! | #REF! | #REF! | #REF! | #REF! | #REF! | #REF! | #REF! | #REF! | #REF! |  |  | #REF! | #REF! | #REF! | #REF! | #REF!
#REF! | #REF! | #REF! | #REF! | #REF! | #REF! | #REF! | #REF! | #REF! | #REF! | #REF! | #REF! |  |  | #REF! | #REF! | #REF! | #REF! | #REF!
#REF! | #REF! | #REF! | #REF! | #REF! | #REF! | #REF! | #REF! | #REF! | #REF! | #REF! | #REF! |  |  | #REF! | #REF! | #REF! | #REF! | #REF!
#REF! | #REF! | #REF! | #REF! | #REF! | #REF! | #REF! | #REF! | #REF! | #REF! | #REF! | #REF! |  |  | #REF! | #REF! | #REF! | #REF! | #REF!
#REF! | #REF! | #REF! | #REF! | #REF! | #REF! | #REF! | #REF! | #REF! | #REF! | #REF! | #REF! |  |  | #REF! | #REF! | #REF! | #REF! | #REF!
#REF! | #REF! | #REF! | #REF! | #REF! | #REF! | #REF! | #REF! | #REF! | #REF! | #REF! | #REF! |  |  | #REF! | #REF! | #REF! | #REF! | #REF! | #REF!
#REF! | #REF! | #REF! | #REF! | #REF! | #REF! | #REF! | #REF! | #REF! | #REF! | #REF! | #REF! |  |  | #REF! | #REF! | #REF! | #REF! | #REF! | #REF!
#REF! | #REF! | #REF! | #REF! | #REF! | #REF! | #REF! | #REF! | #REF! | #REF! | #REF! | #REF! |  |  | #REF! | #REF! | #REF! | #REF! | #REF! | #REF!
#REF! | #REF! | #REF! | #REF! | #REF! | #REF! | #REF! | #REF! | #REF! | #REF! | #REF! | #REF! |  |  | #REF! | #REF! | #REF! | #REF! | #REF! | #REF!
#REF! | #REF! | #REF! | #REF! | #REF! | #REF! | #REF! | #REF! | #REF! | #REF! | #REF! | #REF! |  |  | #REF! | #REF! | #REF! | #REF! | #REF!
#REF! | #REF! | #REF! | #REF! | #REF! | #REF! | #REF! | #REF! | #REF! | #REF! | #REF! | #REF! |  |  | #REF! | #REF! | #REF! | #REF! | #REF! | #REF!
#REF! | #REF! | #REF! | #REF! | #REF! | #REF! | #REF! | #REF! | #REF! | #REF! | #REF! | #REF! |  |  | #REF! | #REF! | #REF! | #REF! | #REF!
#REF! | #REF! | #REF! | #REF! | #REF! | #REF! | #REF! | #REF! | #REF! | #REF! | #REF! | #REF! |  |  | #REF! | #REF! | #REF! | #REF! | #REF!
#REF! | #REF! | #REF! | #REF! | #REF! | #REF! | #REF! | #REF! | #REF! | #REF! | #REF! | #REF! |  |  | #REF! | #REF! | #REF! | #REF! | #REF!
#REF! | #REF! | #REF! | #REF! | #REF! | #REF! | #REF! | #REF! | #REF! | #REF! | #REF! | #REF! |  |  | #REF! | #REF! | #REF! | #REF! | #REF!
#REF! | #REF! | #REF! | #REF! | #REF! | #REF! | #REF! | #REF! | #REF! | #REF! | #REF! | #REF! |  |  | #REF! | #REF! | #REF! | #REF! | #REF!
#REF! | #REF! | #REF! | #REF! | #REF! | #REF! | #REF! | #REF! | #REF! | #REF! | #REF! | #REF! |  |  | #REF! | #REF! | #REF! | #REF! | #REF!
#REF! | #REF! | #REF! | #REF! | #REF! | #REF! | #REF! | #REF! | #REF! | #REF! | #REF! | #REF! |  |  | #REF! | #REF! | #REF! | #REF! | #REF!
#REF! | #REF! | #REF! | #REF! | #REF! | #REF! | #REF! | #REF! | #REF! | #REF! | #REF! | #REF! |  |  | #REF! | #REF! | #REF! | #REF! | #REF!
#REF! | #REF! | #REF! | #REF! | #REF! | #REF! | #REF! | #REF! | #REF! | #REF! | #REF! | #REF! |  |  | #REF! | #REF! | #REF! | #REF! | #REF!
#REF! | #REF! | #REF! | #REF! | #REF! | #REF! | #REF! | #REF! | #REF! | #REF! | #REF! | #REF! |  |  | #REF! | #REF! | #REF! | #REF! | #REF! | #REF!
#REF! | #REF! | #REF! | #REF! | #REF! | #REF! | #REF! | #REF! | #REF! | #REF! | #REF! | #REF! |  |  | #REF! | #REF! | #REF! | #REF! | #REF! | #REF!
#REF! | #REF! | #REF! | #REF! | #REF! | #REF! | #REF! | #REF! | #REF! | #REF! | #REF! | #REF! |  |  | #REF! | #REF! | #REF! | #REF! | #REF!
#REF! | #REF! | #REF! | #REF! | #REF! | #REF! | #REF! | #REF! | #REF! | #REF! | #REF! | #REF! |  |  | #REF! | #REF! | #REF! | #REF! | #REF!
#REF! | #REF! | #REF! | #REF! | #REF! | #REF! | #REF! | #REF! | #REF! | #REF! | #REF! | #REF! |  |  | #REF! | #REF! | #REF! | #REF! | #REF!
#REF! | #REF! | #REF! | #REF! | #REF! | #REF! | #REF! | #REF! | #REF! | #REF! | #REF! | #REF! |  |  | #REF! | #REF! | #REF! | #REF! | #REF!
#REF! | #REF! | #REF! | #REF! | #REF! | #REF! | #REF! | #REF! | #REF! | #REF! | #REF! | #REF! |  |  | #REF! | #REF! | #REF! | #REF! | #REF! | #REF!
#REF! | #REF! | #REF! | #REF! | #REF! | #REF! | #REF! | #REF! | #REF! | #REF! | #REF! | #REF! |  |  | #REF! | #REF! | #REF! | #REF! | #REF! | #REF!
#REF! | #REF! | #REF! | #REF! | #REF! | #REF! | #REF! | #REF! | #REF! | #REF! | #REF! | #REF! |  |  | #REF! | #REF! | #REF! | #REF! | #REF! | #REF!
#REF! | #REF! | #REF! | #REF! | #REF! | #REF! | #REF! | #REF! | #REF! | #REF! | #REF! | #REF! |  |  | #REF! | #REF! | #REF! | #REF! | #REF!
#REF! | #REF! | #REF! | #REF! | #REF! | #REF! | #REF! | #REF! | #REF! | #REF! | #REF! | #REF! |  |  | #REF! | #REF! | #REF! | #REF! | #REF!
#REF! | #REF! | #REF! | #REF! | #REF! | #REF! | #REF! | #REF! | #REF! | #REF! | #REF! | #REF! |  |  | #REF! | #REF! | #REF! | #REF! | #REF!
#REF! | #REF! | #REF! | #REF! | #REF! | #REF! | #REF! | #REF! | #REF! | #REF! | #REF! | #REF! |  |  | #REF! | #REF! | #REF! | #REF! | #REF!
#REF! | #REF! | #REF! | #REF! | #REF! | #REF! | #REF! | #REF! | #REF! | #REF! | #REF! | #REF! |  |  | #REF! | #REF! | #REF! | #REF! | #REF! | #REF!
#REF! | #REF! | #REF! | #REF! | #REF! | #REF! | #REF! | #REF! | #REF! | #REF! | #REF! | #REF! |  |  | #REF! | #REF! | #REF! | #REF! | #REF! | #REF!
#REF! | #REF! | #REF! | #REF! | #REF! | #REF! | #REF! | #REF! | #REF! | #REF! | #REF! | #REF! |  |  | #REF! | #REF! | #REF! | #REF! | #REF! | #REF!
#REF! | #REF! | #REF! | #REF! | #REF! | #REF! | #REF! | #REF! | #REF! | #REF! | #REF! | #REF! |  |  | #REF! | #REF! | #REF! | #REF! | #REF! | #REF!
#REF! | #REF! | #REF! | #REF! | #REF! | #REF! | #REF! | #REF! | #REF! | #REF! | #REF! | #REF! |  |  | #REF! | #REF! | #REF! | #REF! | #REF! | #REF!
#REF! | #REF! | #REF! | #REF! | #REF! | #REF! | #REF! | #REF! | #REF! | #REF! | #REF! | #REF! |  |  | #REF! | #REF! | #REF! | #REF! | #REF! | #REF!
#REF! | #REF! | #REF! | #REF! | #REF! | #REF! | #REF! | #REF! | #REF! | #REF! | #REF! | #REF! |  |  | #REF! | #REF! | #REF! | #REF! | #REF! | #REF!
01.02.01 | SINAPI | 74220/001 | TAPUME DE CHAPA DE MADEIRA COMPENSADA, E= 6MM, COM PINTURA A CAL E REAPROVEITAMENTO 2X | m² | 72 | 22.84 | 24.7 | 3422.88 | 2280.62 | 4189.36 | 0.5306% |  |  | #REF! | #REF! | #REF! | #REF! | #REF! | #REF!
#REF! | #REF! | #REF! | #REF! | #REF! | #REF! | #REF! | #REF! | #REF! | #REF! | #REF! | #REF! |  |  | #REF! | #REF! | #REF! | #REF! | #REF! | #REF!
#REF! | #REF! | #REF! | #REF! | #REF! | #REF! | #REF! | #REF! | #REF! | #REF! | #REF! | #REF! |  |  | #REF! | #REF! | #REF! | #REF! | #REF! | #REF!
#REF! | #REF! | #REF! | #REF! | #REF! | #REF! | #REF! | #REF! | #REF! | #REF! | #REF! | #REF! |  |  | #REF! | #REF! | #REF! | #REF! | #REF! | #REF!
#REF! | #REF! | #REF! | #REF! | #REF! | #REF! | #REF! | #REF! | #REF! | #REF! | #REF! | #REF! |  |  | #REF! | #REF! | #REF! | #REF! | #REF! | #REF!
#REF! | #REF! | #REF! | #REF! | #REF! | #REF! | #REF! | #REF! | #REF! | #REF! | #REF! | #REF! |  |  | #REF! | #REF! | #REF! | #REF! | #REF!
#REF! | #REF! | #REF! | #REF! | #REF! | #REF! | #REF! | #REF! | #REF! | #REF! | #REF! | #REF! |  |  | #REF! | #REF! | #REF! | #REF! | #REF!
#REF! | #REF! | #REF! | #REF! | #REF! | #REF! | #REF! | #REF! | #REF! | #REF! | #REF! | #REF! |  |  | #REF! | #REF! | #REF! | #REF! | #REF! | #REF!
#REF! | #REF! | #REF! | #REF! | #REF! | #REF! | #REF! | #REF! | #REF! | #REF! | #REF! | #REF! |  |  | #REF! | #REF! | #REF! | #REF! | #REF! | #REF!
#REF! | #REF! | #REF! | #REF! | #REF! | #REF! | #REF! | #REF! | #REF! | #REF! | #REF! | #REF! |  |  | #REF! | #REF! | #REF! | #REF! | #REF! | #REF!
#REF! | #REF! | #REF! | #REF! | #REF! | #REF! | #REF! | #REF! | #REF! | #REF! | #REF! | #REF! |  |  | #REF! | #REF! | #REF! | #REF! | #REF!
#REF! | #REF! | #REF! | #REF! | #REF! | #REF! | #REF! | #REF! | #REF! | #REF! | #REF! | #REF! |  |  | #REF! | #REF! | #REF! | #REF! | #REF!
#REF! | #REF! | #REF! | #REF! | #REF! | #REF! | #REF! | #REF! | #REF! | #REF! | #REF! | #REF! |  |  | #REF! | #REF! | #REF! | #REF! | #REF!
#REF! | #REF! | #REF! | #REF! | #REF! | #REF! | #REF! | #REF! | #REF! | #REF! | #REF! | #REF! |  |  | #REF! | #REF! | #REF! | #REF! | #REF!
#REF! | #REF! | #REF! | #REF! | #REF! | #REF! | #REF! | #REF! | #REF! | #REF! | #REF! | #REF! |  |  | #REF! | #REF! | #REF! | #REF! | #REF! | #REF!
#REF! | #REF! | #REF! | #REF! | #REF! | #REF! | #REF! | #REF! | #REF! | #REF! | #REF! | #REF! |  |  | #REF! | #REF! | #REF! | #REF! | #REF! | #REF!
#REF! | #REF! | #REF! | #REF! | #REF! | #REF! | #REF! | #REF! | #REF! | #REF! | #REF! | #REF! |  |  | #REF! | #REF! | #REF! | #REF! | #REF!
#REF! | #REF! | #REF! | #REF! | #REF! | #REF! | #REF! | #REF! | #REF! | #REF! | #REF! | #REF! |  |  | #REF! | #REF! | #REF! | #REF! | #REF!
#REF! | #REF! | #REF! | #REF! | #REF! | #REF! | #REF! | #REF! | #REF! | #REF! | #REF! | #REF! |  |  | #REF! | #REF! | #REF! | #REF! | #REF!
#REF! | #REF! | #REF! | #REF! | #REF! | #REF! | #REF! | #REF! | #REF! | #REF! | #REF! | #REF! |  |  | #REF! | #REF! | #REF! | #REF! | #REF!
#REF! | #REF! | #REF! | #REF! | #REF! | #REF! | #REF! | #REF! | #REF! | #REF! | #REF! | #REF! |  |  | #REF! | #REF! | #REF! | #REF! | #REF!
#REF! | #REF! | #REF! | #REF! | #REF! | #REF! | #REF! | #REF! | #REF! | #REF! | #REF! | #REF! |  |  | #REF! | #REF! | #REF! | #REF! | #REF!
#REF! | #REF! | #REF! | #REF! | #REF! | #REF! | #REF! | #REF! | #REF! | #REF! | #REF! | #REF! |  |  | #REF! | #REF! | #REF! | #REF! | #REF!
#REF! | #REF! | #REF! | #REF! | #REF! | #REF! | #REF! | #REF! | #REF! | #REF! | #REF! | #REF! |  |  | #REF! | #REF! | #REF! | #REF! | #REF!
#REF! | #REF! | #REF! | #REF! | #REF! | #REF! | #REF! | #REF! | #REF! | #REF! | #REF! | #REF! |  |  | #REF! | #REF! | #REF! | #REF! | #REF! | #REF!
#REF! | #REF! | #REF! | #REF! | #REF! | #REF! | #REF! | #REF! | #REF! | #REF! | #REF! | #REF! |  |  | #REF! | #REF! | #REF! | #REF! | #REF! | #REF!
#REF! | #REF! | #REF! | #REF! | #REF! | #REF! | #REF! | #REF! | #REF! | #REF! | #REF! | #REF! |  |  | #REF! | #REF! | #REF! | #REF! | #REF!
#REF! | #REF! | #REF! | #REF! | #REF! | #REF! | #REF! | #REF! | #REF! | #REF! | #REF! | #REF! |  |  | #REF! | #REF! | #REF! | #REF! | #REF!
#REF! | #REF! | #REF! | #REF! | #REF! | #REF! | #REF! | #REF! | #REF! | #REF! | #REF! | #REF! |  |  | #REF! | #REF! | #REF! | #REF! | #REF!
#REF! | #REF! | #REF! | #REF! | #REF! | #REF! | #REF! | #REF! | #REF! | #REF! | #REF! | #REF! |  |  | #REF! | #REF! | #REF! | #REF! | #REF!
#REF! | #REF! | #REF! | #REF! | #REF! | #REF! | #REF! | #REF! | #REF! | #REF! | #REF! | #REF! |  |  | #REF! | #REF! | #REF! | #REF! | #REF!
#REF! | #REF! | #REF! | #REF! | #REF! | #REF! | #REF! | #REF! | #REF! | #REF! | #REF! | #REF! |  |  | #REF! | #REF! | #REF! | #REF! | #REF!
#REF! | #REF! | #REF! | #REF! | #REF! | #REF! | #REF! | #REF! | #REF! | #REF! | #REF! | #REF! |  |  | #REF! | #REF! | #REF! | #REF! | #REF!
#REF! | #REF! | #REF! | #REF! | #REF! | #REF! | #REF! | #REF! | #REF! | #REF! | #REF! | #REF! |  |  | #REF! | #REF! | #REF! | #REF! | #REF!
#REF! | #REF! | #REF! | #REF! | #REF! | #REF! | #REF! | #REF! | #REF! | #REF! | #REF! | #REF! |  |  | #REF! | #REF! | #REF! | #REF! | #REF!
#REF! | #REF! | #REF! | #REF! | #REF! | #REF! | #REF! | #REF! | #REF! | #REF! | #REF! | #REF! |  |  | #REF! | #REF! | #REF! | #REF! | #REF! | #REF!
#REF! | #REF! | #REF! | #REF! | #REF! | #REF! | #REF! | #REF! | #REF! | #REF! | #REF! | #REF! |  |  | #REF! | #REF! | #REF! | #REF! | #REF! | #REF!
#REF! | #REF! | #REF! | #REF! | #REF! | #REF! | #REF! | #REF! | #REF! | #REF! | #REF! | #REF! |  |  | #REF! | #REF! | #REF! | #REF! | #REF! | #REF!
#REF! | #REF! | #REF! | #REF! | #REF! | #REF! | #REF! | #REF! | #REF! | #REF! | #REF! | #REF! |  |  | #REF! | #REF! | #REF! | #REF! | #REF! | #REF!
#REF! | #REF! | #REF! | #REF! | #REF! | #REF! | #REF! | #REF! | #REF! | #REF! | #REF! | #REF! |  |  | #REF! | #REF! | #REF! | #REF! | #REF! | #REF!
#REF! | #REF! | #REF! | #REF! | #REF! | #REF! | #REF! | #REF! | #REF! | #REF! | #REF! | #REF! |  |  | #REF! | #REF! | #REF! | #REF! | #REF! | #REF!
#REF! | #REF! | #REF! | #REF! | #REF! | #REF! | #REF! | #REF! | #REF! | #REF! | #REF! | #REF! |  |  | #REF! | #REF! | #REF! | #REF! | #REF! | #REF!
#REF! | #REF! | #REF! | #REF! | #REF! | #REF! | #REF! | #REF! | #REF! | #REF! | #REF! | #REF! |  |  | #REF! | #REF! | #REF! | #REF! | #REF!
#REF! | #REF! | #REF! | #REF! | #REF! | #REF! | #REF! | #REF! | #REF! | #REF! | #REF! | #REF! |  |  | #REF! | #REF! | #REF! | #REF! | #REF!
#REF! | #REF! | #REF! | #REF! | #REF! | #REF! | #REF! | #REF! | #REF! | #REF! | #REF! | #REF! |  |  | #REF! | #REF! | #REF! | #REF! | #REF!
#REF! | #REF! | #REF! | #REF! | #REF! | #REF! | #REF! | #REF! | #REF! | #REF! | #REF! | #REF! |  |  | #REF! | #REF! | #REF! | #REF! | #REF! | #REF!
#REF! | #REF! | #REF! | #REF! | #REF! | #REF! | #REF! | #REF! | #REF! | #REF! | #REF! | #REF! |  |  | #REF! | #REF! | #REF! | #REF! | #REF! | #REF!
#REF! | #REF! | #REF! | #REF! | #REF! | #REF! | #REF! | #REF! | #REF! | #REF! | #REF! | #REF! |  |  | #REF! | #REF! | #REF! | #REF! | #REF! | #REF!
#REF! | #REF! | #REF! | #REF! | #REF! | #REF! | #REF! | #REF! | #REF! | #REF! | #REF! | #REF! |  |  | #REF! | #REF! | #REF! | #REF! | #REF! | #REF!
#REF! | #REF! | #REF! | #REF! | #REF! | #REF! | #REF! | #REF! | #REF! | #REF! | #REF! | #REF! |  |  | #REF! | #REF! | #REF! | #REF! | #REF! | #REF!
#REF! | #REF! | #REF! | #REF! | #REF! | #REF! | #REF! | #REF! | #REF! | #REF! | #REF! | #REF! |  |  | #REF! | #REF! | #REF! | #REF! | #REF! | #REF!
#REF! | #REF! | #REF! | #REF! | #REF! | #REF! | #REF! | #REF! | #REF! | #REF! | #REF! | #REF! |  |  | #REF! | #REF! | #REF! | #REF! | #REF! | #REF!
#REF! | #REF! | #REF! | #REF! | #REF! | #REF! | #REF! | #REF! | #REF! | #REF! | #REF! | #REF! |  |  | #REF! | #REF! | #REF! | #REF! | #REF! | #REF!
#REF! | #REF! | #REF! | #REF! | #REF! | #REF! | #REF! | #REF! | #REF! | #REF! | #REF! | #REF! |  |  | #REF! | #REF! | #REF! | #REF! | #REF! | #REF!
#REF! | #REF! | #REF! | #REF! | #REF! | #REF! | #REF! | #REF! | #REF! | #REF! | #REF! | #REF! |  |  | #REF! | #REF! | #REF! | #REF! | #REF! | #REF!
#REF! | #REF! | #REF! | #REF! | #REF! | #REF! | #REF! | #REF! | #REF! | #REF! | #REF! | #REF! |  |  | #REF! | #REF! | #REF! | #REF! | #REF! | #REF!
#REF! | #REF! | #REF! | #REF! | #REF! | #REF! | #REF! | #REF! | #REF! | #REF! | #REF! | #REF! |  |  | #REF! | #REF! | #REF! | #REF! | #REF! | #REF!
#REF! | #REF! | #REF! | #REF! | #REF! | #REF! | #REF! | #REF! | #REF! | #REF! | #REF! | #REF! |  |  | #REF! | #REF! | #REF! | #REF! | #REF! | #REF!
#REF! | #REF! | #REF! | #REF! | #REF! | #REF! | #REF! | #REF! | #REF! | #REF! | #REF! | #REF! |  |  | #REF! | #REF! | #REF! | #REF! | #REF! | #REF!
#REF! | #REF! | #REF! | #REF! | #REF! | #REF! | #REF! | #REF! | #REF! | #REF! | #REF! | #REF! |  |  | #REF! | #REF! | #REF! | #REF! | #REF! | #REF!
#REF! | #REF! | #REF! | #REF! | #REF! | #REF! | #REF! | #REF! | #REF! | #REF! | #REF! | #REF! |  |  | #REF! | #REF! | #REF! | #REF! | #REF! | #REF!
#REF! | #REF! | #REF! | #REF! | #REF! | #REF! | #REF! | #REF! | #REF! | #REF! | #REF! | #REF! |  |  | #REF! | #REF! | #REF! | #REF! | #REF! | #REF!
#REF! | #REF! | #REF! | #REF! | #REF! | #REF! | #REF! | #REF! | #REF! | #REF! | #REF! | #REF! |  |  | #REF! | #REF! | #REF! | #REF! | #REF! | #REF!
#REF! | #REF! | #REF! | #REF! | #REF! | #REF! | #REF! | #REF! | #REF! | #REF! | #REF! | #REF! |  |  | #REF! | #REF! | #REF! | #REF! | #REF! | #REF!
#REF! | #REF! | #REF! | #REF! | #REF! | #REF! | #REF! | #REF! | #REF! | #REF! | #REF! | #REF! |  |  | #REF! | #REF! | #REF! | #REF! | #REF! | #REF!
#REF! | #REF! | #REF! | #REF! | #REF! | #REF! | #REF! | #REF! | #REF! | #REF! | #REF! | #REF! |  |  | #REF! | #REF! | #REF! | #REF! | #REF! | #REF!
#REF! | #REF! | #REF! | #REF! | #REF! | #REF! | #REF! | #REF! | #REF! | #REF! | #REF! | #REF! |  |  | #REF! | #REF! | #REF! | #REF! | #REF! | #REF!
#REF! | #REF! | #REF! | #REF! | #REF! | #REF! | #REF! | #REF! | #REF! | #REF! | #REF! | #REF! |  |  | #REF! | #REF! | #REF! | #REF! | #REF! | #REF!
#REF! | #REF! | #REF! | #REF! | #REF! | #REF! | #REF! | #REF! | #REF! | #REF! | #REF! | #REF! |  |  | #REF! | #REF! | #REF! | #REF! | #REF! | #REF!
#REF! | #REF! | #REF! | #REF! | #REF! | #REF! | #REF! | #REF! | #REF! | #REF! | #REF! | #REF! |  |  | #REF! | #REF! | #REF! | #REF! | #REF! | #REF!
#REF! | #REF! | #REF! | #REF! | #REF! | #REF! | #REF! | #REF! | #REF! | #REF! | #REF! | #REF! |  |  | #REF! | #REF! | #REF! | #REF! | #REF! | #REF!
#REF! | #REF! | #REF! | #REF! | #REF! | #REF! | #REF! | #REF! | #REF! | #REF! | #REF! | #REF! |  |  | #REF! | #REF! | #REF! | #REF! | #REF! | #REF!
#REF! | #REF! | #REF! | #REF! | #REF! | #REF! | #REF! | #REF! | #REF! | #REF! | #REF! | #REF! |  |  | #REF! | #REF! | #REF! | #REF! | #REF! | #REF!
#REF! | #REF! | #REF! | #REF! | #REF! | #REF! | #REF! | #REF! | #REF! | #REF! | #REF! | #REF! |  |  | #REF! | #REF! | #REF! | #REF! | #REF! | #REF!
#REF! | #REF! | #REF! | #REF! | #REF! | #REF! | #REF! | #REF! | #REF! | #REF! | #REF! | #REF! |  |  | #REF! | #REF! | #REF! | #REF! | #REF! | #REF!
#REF! | #REF! | #REF! | #REF! | #REF! | #REF! | #REF! | #REF! | #REF! | #REF! | #REF! | #REF! |  |  | #REF! | #REF! | #REF! | #REF! | #REF! | #REF!
#REF! | #REF! | #REF! | #REF! | #REF! | #REF! | #REF! | #REF! | #REF! | #REF! | #REF! | #REF! |  |  | #REF! | #REF! | #REF! | #REF! | #REF! | #REF!
#REF! | #REF! | #REF! | #REF! | #REF! | #REF! | #REF! | #REF! | #REF! | #REF! | #REF! | #REF! |  |  | #REF! | #REF! | #REF! | #REF! | #REF! | #REF!
#REF! | #REF! | #REF! | #REF! | #REF! | #REF! | #REF! | #REF! | #REF! | #REF! | #REF! | #REF! |  |  | #REF! | #REF! | #REF! | #REF! | #REF! | #REF!
#REF! | #REF! | #REF! | #REF! | #REF! | #REF! | #REF! | #REF! | #REF! | #REF! | #REF! | #REF! |  |  | #REF! | #REF! | #REF! | #REF! | #REF! | #REF!
#REF! | #REF! | #REF! | #REF! | #REF! | #REF! | #REF! | #REF! | #REF! | #REF! | #REF! | #REF! |  |  | #REF! | #REF! | #REF! | #REF! | #REF! | #REF!
#REF! | #REF! | #REF! | #REF! | #REF! | #REF! | #REF! | #REF! | #REF! | #REF! | #REF! | #REF! |  |  | #REF! | #REF! | #REF! | #REF! | #REF! | #REF!
#REF! | #REF! | #REF! | #REF! | #REF! | #REF! | #REF! | #REF! | #REF! | #REF! | #REF! | #REF! |  |  | #REF! | #REF! | #REF! | #REF! | #REF! | #REF!
#REF! | #REF! | #REF! | #REF! | #REF! | #REF! | #REF! | #REF! | #REF! | #REF! | #REF! | #REF! |  |  | #REF! | #REF! | #REF! | #REF! | #REF! | #REF!
#REF! | #REF! | #REF! | #REF! | #REF! | #REF! | #REF! | #REF! | #REF! | #REF! | #REF! | #REF! |  |  | #REF! | #REF! | #REF! | #REF! | #REF! | #REF!
#REF! | #REF! | #REF! | #REF! | #REF! | #REF! | #REF! | #REF! | #REF! | #REF! | #REF! | #REF! |  |  | #REF! | #REF! | #REF! | #REF! | #REF! | #REF!
#REF! | #REF! | #REF! | #REF! | #REF! | #REF! | #REF! | #REF! | #REF! | #REF! | #REF! | #REF! |  |  | #REF! | #REF! | #REF! | #REF! | #REF! | #REF!
#REF! | #REF! | #REF! | #REF! | #REF! | #REF! | #REF! | #REF! | #REF! | #REF! | #REF! | #REF! |  |  | #REF! | #REF! | #REF! | #REF! | #REF! | #REF!
#REF! | #REF! | #REF! | #REF! | #REF! | #REF! | #REF! | #REF! | #REF! | #REF! | #REF! | #REF! |  |  | #REF! | #REF! | #REF! | #REF! | #REF! | #REF!
#REF! | #REF! | #REF! | #REF! | #REF! | #REF! | #REF! | #REF! | #REF! | #REF! | #REF! | #REF! |  |  | #REF! | #REF! | #REF! | #REF! | #REF! | #REF!
#REF! | #REF! | #REF! | #REF! | #REF! | #REF! | #REF! | #REF! | #REF! | #REF! | #REF! | #REF! |  |  | #REF! | #REF! | #REF! | #REF! | #REF! | #REF!
#REF! | #REF! | #REF! | #REF! | #REF! | #REF! | #REF! | #REF! | #REF! | #REF! | #REF! | #REF! |  |  | #REF! | #REF! | #REF! | #REF! | #REF! | #REF!
#REF! | #REF! | #REF! | #REF! | #REF! | #REF! | #REF! | #REF! | #REF! | #REF! | #REF! | #REF! |  |  | #REF! | #REF! | #REF! | #REF! | #REF! | #REF!
#REF! | #REF! | #REF! | #REF! | #REF! | #REF! | #REF! | #REF! | #REF! | #REF! | #REF! | #REF! |  |  | #REF! | #REF! | #REF! | #REF! | #REF! | #REF!
#REF! | #REF! | #REF! | #REF! | #REF! | #REF! | #REF! | #REF! | #REF! | #REF! | #REF! | #REF! |  |  | #REF! | #REF! | #REF! | #REF! | #REF!
#REF! | #REF! | #REF! | #REF! | #REF! | #REF! | #REF! | #REF! | #REF! | #REF! | #REF! | #REF! |  |  | #REF! | #REF! | #REF! | #REF! | #REF! | #REF!
#REF! | #REF! | #REF! | #REF! | #REF! | #REF! | #REF! | #REF! | #REF! | #REF! | #REF! | #REF! |  |  | #REF! | #REF! | #REF! | #REF! | #REF!
#REF! | #REF! | #REF! | #REF! | #REF! | #REF! | #REF! | #REF! | #REF! | #REF! | #REF! | #REF! |  |  | #REF! | #REF! | #REF! | #REF! | #REF! | #REF!
#REF! | #REF! | #REF! | #REF! | #REF! | #REF! | #REF! | #REF! | #REF! | #REF! | #REF! | #REF! |  |  | #REF! | #REF! | #REF! | #REF! | #REF! | #REF!
#REF! | #REF! | #REF! | #REF! | #REF! | #REF! | #REF! | #REF! | #REF! | #REF! | #REF! | #REF! |  |  | #REF! | #REF! | #REF! | #REF! | #REF!
#REF! | #REF! | #REF! | #REF! | #REF! | #REF! | #REF! | #REF! | #REF! | #REF! | #REF! | #REF! |  |  | #REF! | #REF! | #REF! | #REF! | #REF! | #REF!
#REF! | #REF! | #REF! | #REF! | #REF! | #REF! | #REF! | #REF! | #REF! | #REF! | #REF! | #REF! |  |  | #REF! | #REF! | #REF! | #REF! | #REF!
#REF! | #REF! | #REF! | #REF! | #REF! | #REF! | #REF! | #REF! | #REF! | #REF! | #REF! | #REF! |  |  | #REF! | #REF! | #REF! | #REF! | #REF! | #REF!
#REF! | #REF! | #REF! | #REF! | #REF! | #REF! | #REF! | #REF! | #REF! | #REF! | #REF! | #REF! |  |  | #REF! | #REF! | #REF! | #REF! | #REF!
#REF! | #REF! | #REF! | #REF! | #REF! | #REF! | #REF! | #REF! | #REF! | #REF! | #REF! | #REF! |  |  | #REF! | #REF! | #REF! | #REF! | #REF! | #REF!
#REF! | #REF! | #REF! | #REF! | #REF! | #REF! | #REF! | #REF! | #REF! | #REF! | #REF! | #REF! |  |  | #REF! | #REF! | #REF! | #REF! | #REF! | #REF!
#REF! | #REF! | #REF! | #REF! | #REF! | #REF! | #REF! | #REF! | #REF! | #REF! | #REF! | #REF! |  |  | #REF! | #REF! | #REF! | #REF! | #REF! | #REF!
#REF! | #REF! | #REF! | #REF! | #REF! | #REF! | #REF! | #REF! | #REF! | #REF! | #REF! | #REF! |  |  | #REF! | #REF! | #REF! | #REF! | #REF! | #REF!
#REF! | #REF! | #REF! | #REF! | #REF! | #REF! | #REF! | #REF! | #REF! | #REF! | #REF! | #REF! |  |  | #REF! | #REF! | #REF! | #REF! | #REF! | #REF!
#REF! | #REF! | #REF! | #REF! | #REF! | #REF! | #REF! | #REF! | #REF! | #REF! | #REF! | #REF! |  |  | #REF! | #REF! | #REF! | #REF! | #REF! | #REF!
#REF! | #REF! | #REF! | #REF! | #REF! | #REF! | #REF! | #REF! | #REF! | #REF! | #REF! | #REF! |  |  | #REF! | #REF! | #REF! | #REF! | #REF! | #REF!
#REF! | #REF! | #REF! | #REF! | #REF! | #REF! | #REF! | #REF! | #REF! | #REF! | #REF! | #REF! |  |  | #REF! | #REF! | #REF! | #REF! | #REF! | #REF!
#REF! | #REF! | #REF! | #REF! | #REF! | #REF! | #REF! | #REF! | #REF! | #REF! | #REF! | #REF! |  |  | #REF! | #REF! | #REF! | #REF! | #REF! | #REF!
#REF! | #REF! | #REF! | #REF! | #REF! | #REF! | #REF! | #REF! | #REF! | #REF! | #REF! | #REF! |  |  | #REF! | #REF! | #REF! | #REF! | #REF! | #REF!
#REF! | #REF! | #REF! | #REF! | #REF! | #REF! | #REF! | #REF! | #REF! | #REF! | #REF! | #REF! |  |  | #REF! | #REF! | #REF! | #REF! | #REF! | #REF!
#REF! | #REF! | #REF! | #REF! | #REF! | #REF! | #REF! | #REF! | #REF! | #REF! | #REF! | #REF! |  |  | #REF! | #REF! | #REF! | #REF! | #REF! | #REF!
#REF! | #REF! | #REF! | #REF! | #REF! | #REF! | #REF! | #REF! | #REF! | #REF! | #REF! | #REF! |  |  | #REF! | #REF! | #REF! | #REF! | #REF! | #REF!
#REF! | #REF! | #REF! | #REF! | #REF! | #REF! | #REF! | #REF! | #REF! | #REF! | #REF! | #REF! |  |  | #REF! | #REF! | #REF! | #REF! | #REF! | #REF!
#REF! | #REF! | #REF! | #REF! | #REF! | #REF! | #REF! | #REF! | #REF! | #REF! | #REF! | #REF! |  |  | #REF! | #REF! | #REF! | #REF! | #REF! | #REF!
#REF! | #REF! | #REF! | #REF! | #REF! | #REF! | #REF! | #REF! | #REF! | #REF! | #REF! | #REF! |  |  | #REF! | #REF! | #REF! | #REF! | #REF! | #REF!
#REF! | #REF! | #REF! | #REF! | #REF! | #REF! | #REF! | #REF! | #REF! | #REF! | #REF! | #REF! |  |  | #REF! | #REF! | #REF! | #REF! | #REF! | #REF!
#REF! | #REF! | #REF! | #REF! | #REF! | #REF! | #REF! | #REF! | #REF! | #REF! | #REF! | #REF! |  |  | #REF! | #REF! | #REF! | #REF! | #REF! | #REF!
#REF! | #REF! | #REF! | #REF! | #REF! | #REF! | #REF! | #REF! | #REF! | #REF! | #REF! | #REF! |  |  | #REF! | #REF! | #REF! | #REF! | #REF! | #REF!
#REF! | #REF! | #REF! | #REF! | #REF! | #REF! | #REF! | #REF! | #REF! | #REF! | #REF! | #REF! |  |  | #REF! | #REF! | #REF! | #REF! | #REF! | #REF!
#REF! | #REF! | #REF! | #REF! | #REF! | #REF! | #REF! | #REF! | #REF! | #REF! | #REF! | #REF! |  |  | #REF! | #REF! | #REF! | #REF! | #REF! | #REF!
#REF! | #REF! | #REF! | #REF! | #REF! | #REF! | #REF! | #REF! | #REF! | #REF! | #REF! | #REF! |  |  | #REF! | #REF! | #REF! | #REF! | #REF! | #REF!
#REF! | #REF! | #REF! | #REF! | #REF! | #REF! | #REF! | #REF! | #REF! | #REF! | #REF! | #REF! |  |  | #REF! | #REF! | #REF! | #REF! | #REF! | #REF!
#REF! | #REF! | #REF! | #REF! | #REF! | #REF! | #REF! | #REF! | #REF! | #REF! | #REF! | #REF! |  |  | #REF! | #REF! | #REF! | #REF! | #REF!